## EPlus Data-NoSetback
EnergyPlus Analytical Test WinReveal-NoShade
4 m2 South Facing Window
No shading
Date | Time | Environment:Outdoor Dry Bulb [C](TimeStep) | Environment:Diffuse Solar [W/m2](TimeStep) | Environment:Direct Solar [W/m2](TimeStep) | Environment:Ground Reflected Solar [W/m2](TimeStep) | ZONE ONE:Zone/Sys Sensible Heating Energy[J](TimeStep) | ZONE ONE:Zone/Sys Sensible Cooling Energy[J](TimeStep) | ZONE ONE:Mean Air Temperature[C](TimeStep) | EnergyPlus-No Reveal-ZONE ONE:Zone Transmitted Solar[W](TimeStep) | ZONE SURFACE SOUTH:Surface Inside Temperature[C](TimeStep) | ZONE SURFACE SOUTH:Surface Outside Temperature[C](TimeStep) | ZONE SURFACE SOUTH:Surface Int Convection Coeff[W/m2-K](TimeStep) | ZONE SURFACE SOUTH:Surface Ext Convection Coeff[W/m2-K](TimeStep) | ZONE SURFACE NORTH:Surface Inside Temperature[C](TimeStep) | ZONE SURFACE EAST:Surface Inside Temperature[C](TimeStep) | ZONE SURFACE WEST:Surface Inside Temperature[C](TimeStep) | ZONE SURFACE CEILING:Surface Inside Temperature[C](TimeStep) | ZONE SURFACE FLOOR:Surface Inside Temperature[C](TimeStep) | ZONE SURFACE NORTH:Surface Int Convection Coeff[W/m2-K](TimeStep) | ZONE SURFACE EAST:Surface Int Convection Coeff[W/m2-K](TimeStep) | ZONE SURFACE WEST:Surface Int Convection Coeff[W/m2-K](TimeStep) | ZONE SURFACE CEILING:Surface Int Convection Coeff[W/m2-K](TimeStep) | ZONE SURFACE FLOOR:Surface Int Convection Coeff[W/m2-K](TimeStep) | ZONE SURFACE NORTH:Surface Ext Convection Coeff[W/m2-K](TimeStep) | ZONE SURFACE EAST:Surface Ext Convection Coeff[W/m2-K](TimeStep) | ZONE SURFACE WEST:Surface Ext Convection Coeff[W/m2-K](TimeStep) | ZONE SURFACE CEILING:Surface Ext Convection Coeff[W/m2-K](TimeStep) | ZONE SURFACE FLOOR:Surface Ext Convection Coeff[W/m2-K](TimeStep) | ZONE SUBSURFACE 1:Surface Inside Temperature[C](TimeStep) | ZONE SUBSURFACE 1:Surface Outside Temperature[C](TimeStep) | ZONE SUBSURFACE 1:Surface Int Convection Coeff[W/m2-K](TimeStep) | ZONE SUBSURFACE 1:Surface Ext Convection Coeff[W/m2-K](TimeStep) | ZONE SUBSURFACE 1:Surface Ext Solar Incident[W/m2](TimeStep) | ZONE SUBSURFACE 1:Surface Ext Sunlit Area [m2](TimeStep) | ZONE SUBSURFACE 1:Surface Ext Sunlit Area [m2](TimeStep) | EnergyPlus - No Reveal-ZONE ONE:Zone/Sys Sensible Cooling Energy[W](TimeStep)
2001-08-21 | 0:10 | 20 | 0 | 0 | 0 | 2.5413 | 0 | 20 | 0 | 19.9997 | 18.4075 | 3.076 | 8.23 | 20 | 20 | 20 | 20 | 20 | 3.076 | 3.076 | 3.076 | 3.076 | 3.076 | 0 | 0 | 0 | 0 | 0 | 20 | 20 | 3.076 | 8.23 | 0 | 0 | 0 | 0
2001-08-21 | 0:20 | 20 | 0 | 0 | 0 | 2.5413 | 0 | 20 | 0 | 19.9997 | 18.4075 | 3.076 | 8.23 | 20 | 20 | 20 | 20 | 20 | 3.076 | 3.076 | 3.076 | 3.076 | 3.076 | 0 | 0 | 0 | 0 | 0 | 20 | 20 | 3.076 | 8.23 | 0 | 0 | 0 | 0
2001-08-21 | 0:30 | 20 | 0 | 0 | 0 | 2.5413 | 0 | 20 | 0 | 19.9997 | 18.4075 | 3.076 | 8.23 | 20 | 20 | 20 | 20 | 20 | 3.076 | 3.076 | 3.076 | 3.076 | 3.076 | 0 | 0 | 0 | 0 | 0 | 20 | 20 | 3.076 | 8.23 | 0 | 0 | 0 | 0
2001-08-21 | 0:40 | 20 | 0 | 0 | 0 | 2.5413 | 0 | 20 | 0 | 19.9997 | 18.4075 | 3.076 | 8.23 | 20 | 20 | 20 | 20 | 20 | 3.076 | 3.076 | 3.076 | 3.076 | 3.076 | 0 | 0 | 0 | 0 | 0 | 20 | 20 | 3.076 | 8.23 | 0 | 0 | 0 | 0
2001-08-21 | 0:50 | 20 | 0 | 0 | 0 | 2.5413 | 0 | 20 | 0 | 19.9997 | 18.4075 | 3.076 | 8.23 | 20 | 20 | 20 | 20 | 20 | 3.076 | 3.076 | 3.076 | 3.076 | 3.076 | 0 | 0 | 0 | 0 | 0 | 20 | 20 | 3.076 | 8.23 | 0 | 0 | 0 | 0
2001-08-21 | 1:00 | 20 | 0 | 0 | 0 | 2.5413 | 0 | 20 | 0 | 19.9997 | 18.4075 | 3.076 | 8.23 | 20 | 20 | 20 | 20 | 20 | 3.076 | 3.076 | 3.076 | 3.076 | 3.076 | 0 | 0 | 0 | 0 | 0 | 20 | 20 | 3.076 | 8.23 | 0 | 0 | 0 | 0
2001-08-21 | 1:10 | 20 | 0 | 0 | 0 | 2.5413 | 0 | 20 | 0 | 19.9997 | 18.4075 | 3.076 | 8.23 | 20 | 20 | 20 | 20 | 20 | 3.076 | 3.076 | 3.076 | 3.076 | 3.076 | 0 | 0 | 0 | 0 | 0 | 20 | 20 | 3.076 | 8.23 | 0 | 0 | 0 | 0
2001-08-21 | 1:20 | 20 | 0 | 0 | 0 | 2.5413 | 0 | 20 | 0 | 19.9997 | 18.4075 | 3.076 | 8.23 | 20 | 20 | 20 | 20 | 20 | 3.076 | 3.076 | 3.076 | 3.076 | 3.076 | 0 | 0 | 0 | 0 | 0 | 20 | 20 | 3.076 | 8.23 | 0 | 0 | 0 | 0
2001-08-21 | 1:30 | 20 | 0 | 0 | 0 | 2.5413 | 0 | 20 | 0 | 19.9997 | 18.4075 | 3.076 | 8.23 | 20 | 20 | 20 | 20 | 20 | 3.076 | 3.076 | 3.076 | 3.076 | 3.076 | 0 | 0 | 0 | 0 | 0 | 20 | 20 | 3.076 | 8.23 | 0 | 0 | 0 | 0
2001-08-21 | 1:40 | 20 | 0 | 0 | 0 | 2.5413 | 0 | 20 | 0 | 19.9997 | 18.4075 | 3.076 | 8.23 | 20 | 20 | 20 | 20 | 20 | 3.076 | 3.076 | 3.076 | 3.076 | 3.076 | 0 | 0 | 0 | 0 | 0 | 20 | 20 | 3.076 | 8.23 | 0 | 0 | 0 | 0
2001-08-21 | 1:50 | 20 | 0 | 0 | 0 | 2.5413 | 0 | 20 | 0 | 19.9997 | 18.4075 | 3.076 | 8.23 | 20 | 20 | 20 | 20 | 20 | 3.076 | 3.076 | 3.076 | 3.076 | 3.076 | 0 | 0 | 0 | 0 | 0 | 20 | 20 | 3.076 | 8.23 | 0 | 0 | 0 | 0
2001-08-21 | 2:00 | 20 | 0 | 0 | 0 | 2.5413 | 0 | 20 | 0 | 19.9997 | 18.4075 | 3.076 | 8.23 | 20 | 20 | 20 | 20 | 20 | 3.076 | 3.076 | 3.076 | 3.076 | 3.076 | 0 | 0 | 0 | 0 | 0 | 20 | 20 | 3.076 | 8.23 | 0 | 0 | 0 | 0
2001-08-21 | 2:10 | 20 | 0 | 0 | 0 | 2.5413 | 0 | 20 | 0 | 19.9997 | 18.4075 | 3.076 | 8.23 | 20 | 20 | 20 | 20 | 20 | 3.076 | 3.076 | 3.076 | 3.076 | 3.076 | 0 | 0 | 0 | 0 | 0 | 20 | 20 | 3.076 | 8.23 | 0 | 0 | 0 | 0
2001-08-21 | 2:20 | 20 | 0 | 0 | 0 | 2.5413 | 0 | 20 | 0 | 19.9997 | 18.4075 | 3.076 | 8.23 | 20 | 20 | 20 | 20 | 20 | 3.076 | 3.076 | 3.076 | 3.076 | 3.076 | 0 | 0 | 0 | 0 | 0 | 20 | 20 | 3.076 | 8.23 | 0 | 0 | 0 | 0
2001-08-21 | 2:30 | 20 | 0 | 0 | 0 | 2.5413 | 0 | 20 | 0 | 19.9997 | 18.4075 | 3.076 | 8.23 | 20 | 20 | 20 | 20 | 20 | 3.076 | 3.076 | 3.076 | 3.076 | 3.076 | 0 | 0 | 0 | 0 | 0 | 20 | 20 | 3.076 | 8.23 | 0 | 0 | 0 | 0
2001-08-21 | 2:40 | 20 | 0 | 0 | 0 | 2.5413 | 0 | 20 | 0 | 19.9997 | 18.4075 | 3.076 | 8.23 | 20 | 20 | 20 | 20 | 20 | 3.076 | 3.076 | 3.076 | 3.076 | 3.076 | 0 | 0 | 0 | 0 | 0 | 20 | 20 | 3.076 | 8.23 | 0 | 0 | 0 | 0
2001-08-21 | 2:50 | 20 | 0 | 0 | 0 | 2.5413 | 0 | 20 | 0 | 19.9997 | 18.4075 | 3.076 | 8.23 | 20 | 20 | 20 | 20 | 20 | 3.076 | 3.076 | 3.076 | 3.076 | 3.076 | 0 | 0 | 0 | 0 | 0 | 20 | 20 | 3.076 | 8.23 | 0 | 0 | 0 | 0
2001-08-21 | 3:00 | 20 | 0 | 0 | 0 | 2.5413 | 0 | 20 | 0 | 19.9997 | 18.4075 | 3.076 | 8.23 | 20 | 20 | 20 | 20 | 20 | 3.076 | 3.076 | 3.076 | 3.076 | 3.076 | 0 | 0 | 0 | 0 | 0 | 20 | 20 | 3.076 | 8.23 | 0 | 0 | 0 | 0
2001-08-21 | 3:10 | 20 | 0 | 0 | 0 | 2.5413 | 0 | 20 | 0 | 19.9997 | 18.4075 | 3.076 | 8.23 | 20 | 20 | 20 | 20 | 20 | 3.076 | 3.076 | 3.076 | 3.076 | 3.076 | 0 | 0 | 0 | 0 | 0 | 20 | 20 | 3.076 | 8.23 | 0 | 0 | 0 | 0
2001-08-21 | 3:20 | 20 | 0 | 0 | 0 | 2.5413 | 0 | 20 | 0 | 19.9997 | 18.4075 | 3.076 | 8.23 | 20 | 20 | 20 | 20 | 20 | 3.076 | 3.076 | 3.076 | 3.076 | 3.076 | 0 | 0 | 0 | 0 | 0 | 20 | 20 | 3.076 | 8.23 | 0 | 0 | 0 | 0
2001-08-21 | 3:30 | 20 | 0 | 0 | 0 | 2.5413 | 0 | 20 | 0 | 19.9997 | 18.4075 | 3.076 | 8.23 | 20 | 20 | 20 | 20 | 20 | 3.076 | 3.076 | 3.076 | 3.076 | 3.076 | 0 | 0 | 0 | 0 | 0 | 20 | 20 | 3.076 | 8.23 | 0 | 0 | 0 | 0
2001-08-21 | 3:40 | 20 | 0 | 0 | 0 | 2.5413 | 0 | 20 | 0 | 19.9997 | 18.4075 | 3.076 | 8.23 | 20 | 20 | 20 | 20 | 20 | 3.076 | 3.076 | 3.076 | 3.076 | 3.076 | 0 | 0 | 0 | 0 | 0 | 20 | 20 | 3.076 | 8.23 | 0 | 0 | 0 | 0
2001-08-21 | 3:50 | 20 | 0 | 0 | 0 | 2.5413 | 0 | 20 | 0 | 19.9997 | 18.4075 | 3.076 | 8.23 | 20 | 20 | 20 | 20 | 20 | 3.076 | 3.076 | 3.076 | 3.076 | 3.076 | 0 | 0 | 0 | 0 | 0 | 20 | 20 | 3.076 | 8.23 | 0 | 0 | 0 | 0
2001-08-21 | 4:00 | 20 | 0 | 0 | 0 | 2.5413 | 0 | 20 | 0 | 19.9997 | 18.4075 | 3.076 | 8.23 | 20 | 20 | 20 | 20 | 20 | 3.076 | 3.076 | 3.076 | 3.076 | 3.076 | 0 | 0 | 0 | 0 | 0 | 20 | 20 | 3.076 | 8.23 | 0 | 0 | 0 | 0
2001-08-21 | 4:10 | 20 | 0 | 0 | 0 | 2.5413 | 0 | 20 | 0 | 19.9997 | 18.4075 | 3.076 | 8.23 | 20 | 20 | 20 | 20 | 20 | 3.076 | 3.076 | 3.076 | 3.076 | 3.076 | 0 | 0 | 0 | 0 | 0 | 20 | 20 | 3.076 | 8.23 | 0 | 0 | 0 | 0
2001-08-21 | 4:20 | 20 | 0 | 0 | 0 | 2.5413 | 0 | 20 | 0 | 19.9997 | 18.4075 | 3.076 | 8.23 | 20 | 20 | 20 | 20 | 20 | 3.076 | 3.076 | 3.076 | 3.076 | 3.076 | 0 | 0 | 0 | 0 | 0 | 20 | 20 | 3.076 | 8.23 | 0 | 0 | 0 | 0
2001-08-21 | 4:30 | 20 | 0 | 0 | 0 | 2.5413 | 0 | 20 | 0 | 19.9997 | 18.4075 | 3.076 | 8.23 | 20 | 20 | 20 | 20 | 20 | 3.076 | 3.076 | 3.076 | 3.076 | 3.076 | 0 | 0 | 0 | 0 | 0 | 20 | 20 | 3.076 | 8.23 | 0 | 0 | 0 | 0
2001-08-21 | 4:40 | 20 | 0 | 0 | 0 | 2.5413 | 0 | 20 | 0 | 19.9997 | 18.4075 | 3.076 | 8.23 | 20 | 20 | 20 | 20 | 20 | 3.076 | 3.076 | 3.076 | 3.076 | 3.076 | 0 | 0 | 0 | 0 | 0 | 20 | 20 | 3.076 | 8.23 | 0 | 0 | 0 | 0
2001-08-21 | 4:50 | 20 | 0 | 0 | 0 | 2.5413 | 0 | 20 | 0 | 19.9997 | 18.4075 | 3.076 | 8.23 | 20 | 20 | 20 | 20 | 20 | 3.076 | 3.076 | 3.076 | 3.076 | 3.076 | 0 | 0 | 0 | 0 | 0 | 20 | 20 | 3.076 | 8.23 | 0 | 0 | 0 | 0
2001-08-21 | 5:00 | 20 | 0 | 0 | 0 | 2.5413 | 0 | 20 | 0 | 19.9997 | 18.4075 | 3.076 | 8.23 | 20 | 20 | 20 | 20 | 20 | 3.076 | 3.076 | 3.076 | 3.076 | 3.076 | 0 | 0 | 0 | 0 | 0 | 20 | 20 | 3.076 | 8.23 | 0 | 0 | 0 | 0
2001-08-21 | 5:10 | 20 | 0 | 0 | 0 | 2.5413 | 0 | 20 | 0 | 19.9997 | 18.4075 | 3.076 | 8.23 | 20 | 20 | 20 | 20 | 20 | 3.076 | 3.076 | 3.076 | 3.076 | 3.076 | 0 | 0 | 0 | 0 | 0 | 20 | 20 | 3.076 | 8.23 | 0 | 0 | 0 | 0
2001-08-21 | 5:20 | 20 | 0 | 0 | 0 | 2.5413 | 0 | 20 | 0 | 19.9997 | 18.4075 | 3.076 | 8.23 | 20 | 20 | 20 | 20 | 20 | 3.076 | 3.076 | 3.076 | 3.076 | 3.076 | 0 | 0 | 0 | 0 | 0 | 20 | 20 | 3.076 | 8.23 | 0 | 0 | 0 | 0
2001-08-21 | 5:30 | 20 | 0 | 0 | 0 | 2.5413 | 0 | 20 | 0 | 19.9997 | 18.4075 | 3.076 | 8.23 | 20 | 20 | 20 | 20 | 20 | 3.076 | 3.076 | 3.076 | 3.076 | 3.076 | 0 | 0 | 0 | 0 | 0 | 20 | 20 | 3.076 | 8.23 | 0 | 0 | 0 | 0
2001-08-21 | 5:40 | 20 | 0 | 0 | 0 | 2.5413 | 0 | 20 | 0 | 19.9997 | 18.4075 | 3.076 | 8.23 | 20 | 20 | 20 | 20 | 20 | 3.076 | 3.076 | 3.076 | 3.076 | 3.076 | 0 | 0 | 0 | 0 | 0 | 20 | 20 | 3.076 | 8.23 | 0 | 0 | 0 | 0
2001-08-21 | 5:50 | 20 | 0 | 0 | 0 | 2.5413 | 0 | 20 | 0 | 19.9997 | 18.4075 | 3.076 | 8.23 | 20 | 20 | 20 | 20 | 20 | 3.076 | 3.076 | 3.076 | 3.076 | 3.076 | 0 | 0 | 0 | 0 | 0 | 20 | 20 | 3.076 | 8.23 | 0 | 0 | 0 | 0
2001-08-21 | 6:00 | 20 | 0 | 0 | 0 | 2.5413 | 0 | 20 | 0 | 19.9997 | 18.4075 | 3.076 | 8.23 | 20 | 20 | 20 | 20 | 20 | 3.076 | 3.076 | 3.076 | 3.076 | 3.076 | 0 | 0 | 0 | 0 | 0 | 20 | 20 | 3.076 | 8.23 | 0 | 0 | 0 | 0
2001-08-21 | 6:10 | 20 | 0 | 0 | 0 | 2.5413 | 0 | 20 | 0 | 19.9997 | 18.4075 | 3.076 | 8.23 | 20 | 20 | 20 | 20 | 20 | 3.076 | 3.076 | 3.076 | 3.076 | 3.076 | 0 | 0 | 0 | 0 | 0 | 20 | 20 | 3.076 | 8.23 | 0 | 0 | 0 | 0
2001-08-21 | 6:20 | 20 | 0 | 23 | 0 | 2.5413 | 0 | 20 | 0 | 19.9997 | 18.4075 | 3.076 | 8.23 | 20 | 20 | 20 | 20 | 20 | 3.076 | 3.076 | 3.076 | 3.076 | 3.076 | 0 | 0 | 0 | 0 | 0 | 20 | 20 | 3.076 | 8.23 | 0 | 0 | 0 | 0
2001-08-21 | 6:30 | 20 | 0 | 120 | 0 | 2.5413 | 0 | 20 | 0 | 19.9997 | 18.4075 | 3.076 | 8.23 | 20 | 20 | 20 | 20 | 20 | 3.076 | 3.076 | 3.076 | 3.076 | 3.076 | 0 | 0 | 0 | 0 | 0 | 20 | 20 | 3.076 | 8.23 | 0 | 0 | 0 | 0
2001-08-21 | 6:40 | 20 | 0 | 233 | 0 | 2.5413 | 0 | 20 | 0 | 19.9997 | 18.4075 | 3.076 | 8.23 | 20 | 20 | 20 | 20 | 20 | 3.076 | 3.076 | 3.076 | 3.076 | 3.076 | 0 | 0 | 0 | 0 | 0 | 20 | 20 | 3.076 | 8.23 | 0 | 0 | 0 | 0
2001-08-21 | 6:50 | 20 | 0 | 332 | 0 | 2.5413 | 0 | 20 | 0 | 19.9997 | 18.4075 | 3.076 | 8.23 | 20 | 20 | 20 | 20 | 20 | 3.076 | 3.076 | 3.076 | 3.076 | 3.076 | 0 | 0 | 0 | 0 | 0 | 20 | 20 | 3.076 | 8.23 | 0 | 0 | 0 | 0
2001-08-21 | 7:00 | 20 | 0 | 415 | 0 | 2.5413 | 0 | 20 | 0 | 19.9997 | 18.4075 | 3.076 | 8.23 | 20 | 20 | 20 | 20 | 20 | 3.076 | 3.076 | 3.076 | 3.076 | 3.076 | 0 | 0 | 0 | 0 | 0 | 20 | 20 | 3.076 | 8.23 | 0 | 0 | 0 | 0
2001-08-21 | 7:10 | 20 | 0 | 487 | 0 | 2.5413 | 0 | 20 | 0 | 19.9997 | 18.4075 | 3.076 | 8.23 | 20 | 20 | 20 | 20 | 20 | 3.076 | 3.076 | 3.076 | 3.076 | 3.076 | 0 | 0 | 0 | 0 | 0 | 20 | 20 | 3.076 | 8.23 | 0 | 0 | 0 | 0
2001-08-21 | 7:20 | 20 | 0 | 543 | 0 | 2.5413 | 0 | 20 | 0 | 19.9997 | 18.4075 | 3.076 | 8.23 | 20 | 20 | 20 | 20 | 20 | 3.076 | 3.076 | 3.076 | 3.076 | 3.076 | 0 | 0 | 0 | 0 | 0 | 20 | 20 | 3.076 | 8.23 | 0 | 0 | 0 | 0
2001-08-21 | 7:30 | 20 | 0 | 592 | 0 | 2.5413 | 0 | 20 | 0 | 19.9997 | 18.4075 | 3.076 | 8.23 | 20 | 20 | 20 | 20 | 20 | 3.076 | 3.076 | 3.076 | 3.076 | 3.076 | 0 | 0 | 0 | 0 | 0 | 20 | 20 | 3.076 | 8.23 | 0 | 0 | 0 | 0
2001-08-21 | 7:40 | 20 | 0 | 633 | 0 | 2.5413 | 0 | 20 | 0 | 19.9997 | 18.4075 | 3.076 | 8.23 | 20 | 20 | 20 | 20 | 20 | 3.076 | 3.076 | 3.076 | 3.076 | 3.076 | 0 | 0 | 0 | 0 | 0 | 20 | 20 | 3.076 | 8.23 | 0 | 0 | 0 | 0
2001-08-21 | 7:50 | 20 | 0 | 666 | 0 | 2.5413 | 0 | 20 | 0 | 19.9997 | 18.4075 | 3.076 | 8.23 | 20 | 20 | 20 | 20 | 20 | 3.076 | 3.076 | 3.076 | 3.076 | 3.076 | 0 | 0 | 0 | 0 | 0 | 20 | 20 | 3.076 | 8.23 | 0 | 0 | 0 | 0
2001-08-21 | 8:00 | 20 | 0 | 696 | 0 | 0 | 80.8416 | 20 | 0.20764 | 19.9997 | 18.4075 | 3.076 | 8.23 | 20 | 20 | 20.0042 | 20 | 20.0004 | 3.076 | 3.076 | 3.076 | 3.076 | 3.076 | 0 | 0 | 0 | 0 | 0 | 20.0009 | 20.0009 | 3.076 | 8.23 | 3.7977 | 4 | 0.13474 | 0.13474
2001-08-21 | 8:10 | 20 | 0 | 722 | 0 | 0 | 3504.2872 | 20 | 5.5256 | 19.9997 | 18.4075 | 3.076 | 8.23 | 20 | 20 | 20.1729 | 20 | 20.0241 | 3.076 | 3.076 | 3.076 | 3.076 | 3.076 | 0 | 0 | 0 | 0 | 0 | 20.0318 | 20.0315 | 3.076 | 8.23 | 19.9076 | 4 | 5.8405 | 5.8405
2001-08-21 | 8:20 | 20 | 0 | 744 | 0 | 0 | 11687.4515 | 20 | 18.2006 | 19.9997 | 18.4075 | 3.076 | 8.23 | 20 | 20 | 20.5543 | 20 | 20.0994 | 3.076 | 3.076 | 3.076 | 3.076 | 3.076 | 0 | 0 | 0 | 0 | 0 | 20.1128 | 20.1119 | 3.076 | 8.23 | 36.6776 | 4 | 19.4791 | 19.4791
2001-08-21 | 8:30 | 20 | 0 | 763 | 0 | 0 | 24431.8131 | 20 | 38.1197 | 19.9997 | 18.4075 | 3.076 | 8.23 | 20 | 20 | 21.1202 | 20 | 20.253 | 3.076 | 3.076 | 3.076 | 3.076 | 3.076 | 0 | 0 | 0 | 0 | 0 | 20.22 | 20.2183 | 3.076 | 8.23 | 53.8604 | 4 | 40.7197 | 40.7197
2001-08-21 | 8:40 | 20 | 0 | 780 | 0 | 0 | 41426.5279 | 20 | 64.8769 | 19.9998 | 18.4075 | 3.076 | 8.23 | 20 | 20 | 21.8278 | 20 | 20.5126 | 3.076 | 3.076 | 3.076 | 3.076 | 3.076 | 0 | 0 | 0 | 0 | 0 | 20.3459 | 20.3433 | 3.076 | 8.23 | 71.2994 | 4 | 69.0442 | 69.0442
2001-08-21 | 8:50 | 20 | 0 | 796 | 0 | 0 | 62252.3476 | 20 | 97.9224 | 19.9998 | 18.4075 | 3.076 | 8.23 | 20 | 20 | 22.6272 | 20 | 20.9061 | 3.076 | 3.076 | 3.076 | 3.076 | 3.076 | 0 | 0 | 0 | 0 | 0 | 20.4828 | 20.4791 | 3.076 | 8.23 | 88.9258 | 4 | 103.7539 | 103.7539
2001-08-21 | 9:00 | 20 | 0 | 809 | 0 | 0 | 86236.4084 | 20 | 136.1891 | 19.9998 | 18.4075 | 3.076 | 8.23 | 20 | 20 | 23.4559 | 20 | 21.4591 | 3.076 | 3.076 | 3.076 | 3.076 | 3.076 | 0 | 0 | 0 | 0 | 0 | 20.6229 | 20.6181 | 3.076 | 8.23 | 106.3597 | 4 | 143.7273 | 143.7273
2001-08-21 | 9:10 | 20 | 0 | 821 | 0 | 0 | 112929.8067 | 20 | 178.9785 | 19.9998 | 18.4075 | 3.076 | 8.23 | 20 | 20 | 24.2598 | 20 | 22.2003 | 3.076 | 3.076 | 3.076 | 3.076 | 3.076 | 0 | 0 | 0 | 0 | 0 | 20.7622 | 20.7564 | 3.076 | 8.23 | 123.6725 | 4 | 188.2163 | 188.2163
2001-08-21 | 9:20 | 20 | 0 | 832 | 0 | 0 | 141759.7228 | 20 | 225.3726 | 19.9998 | 18.4075 | 3.076 | 8.23 | 20 | 20 | 24.9785 | 20 | 23.1571 | 3.076 | 3.076 | 3.076 | 3.076 | 3.076 | 0 | 0 | 0 | 0 | 0 | 20.8977 | 20.8908 | 3.076 | 8.23 | 140.7549 | 4 | 236.2662 | 236.2662
2001-08-21 | 9:30 | 20 | 0 | 841 | 0 | 0 | 171983.7537 | 20 | 274.1124 | 19.9998 | 18.4075 | 3.076 | 8.23 | 20 | 20 | 25.5442 | 20 | 24.3538 | 3.076 | 3.076 | 3.076 | 3.076 | 3.076 | 0 | 0 | 0 | 0 | 0 | 21.0262 | 21.0184 | 3.076 | 8.23 | 157.3139 | 4 | 286.6396 | 286.6396
2001-08-21 | 9:40 | 20 | 0 | 850 | 0 | 0 | 203341.9467 | 20 | 324.8744 | 19.9998 | 18.4075 | 3.076 | 8.23 | 20 | 20 | 25.9058 | 20 | 25.8256 | 3.076 | 3.076 | 3.076 | 3.076 | 3.076 | 0 | 0 | 0 | 0 | 0 | 21.1486 | 21.1398 | 3.076 | 8.23 | 173.6041 | 4 | 338.9032 | 338.9032
2001-08-21 | 9:50 | 20 | 0 | 858 | 0 | 0 | 235190.695 | 20 | 376.5062 | 19.9998 | 18.4075 | 3.076 | 8.23 | 20 | 20 | 26.058 | 20 | 27.5398 | 3.076 | 3.076 | 3.076 | 3.076 | 3.076 | 0 | 0 | 0 | 0 | 0 | 21.2634 | 21.2538 | 3.076 | 8.23 | 189.3579 | 4 | 391.9845 | 391.9845
2001-08-21 | 10:00 | 20 | 0 | 864 | 0 | 0 | 266676.8345 | 20 | 427.6851 | 19.9998 | 18.4075 | 3.076 | 8.23 | 20 | 20 | 26.049 | 20 | 29.3975 | 3.076 | 3.076 | 3.076 | 3.076 | 3.076 | 0 | 0 | 0 | 0 | 0 | 21.3688 | 21.3584 | 3.076 | 8.23 | 204.245 | 4 | 444.4614 | 444.4614
2001-08-21 | 10:10 | 20 | 0 | 871 | 0 | 0 | 298283.5917 | 20 | 479.1319 | 19.9998 | 18.4075 | 3.076 | 8.23 | 20 | 20 | 25.9052 | 20 | 31.3997 | 3.076 | 3.076 | 3.076 | 3.076 | 3.076 | 0 | 0 | 0 | 0 | 0 | 21.4689 | 21.4577 | 3.076 | 8.23 | 218.8855 | 4 | 497.1393 | 497.1393
2001-08-21 | 10:20 | 20 | 0 | 876 | 0 | 0 | 328679.0653 | 20 | 528.6682 | 19.9998 | 18.4075 | 3.076 | 8.23 | 20 | 20 | 25.615 | 20 | 33.4793 | 3.076 | 3.076 | 3.076 | 3.076 | 3.076 | 0 | 0 | 0 | 0 | 0 | 21.56 | 21.5481 | 3.076 | 8.23 | 232.4864 | 4 | 547.7984 | 547.7984
2001-08-21 | 10:30 | 20 | 0 | 882 | 0 | 0 | 358603.058 | 20 | 577.4776 | 19.9998 | 18.4075 | 3.076 | 8.23 | 20 | 20 | 25.2102 | 20 | 35.6473 | 3.076 | 3.076 | 3.076 | 3.076 | 3.076 | 0 | 0 | 0 | 0 | 0 | 21.6464 | 21.6338 | 3.076 | 8.23 | 245.7633 | 4 | 597.6718 | 597.6718
2001-08-21 | 10:40 | 20 | 0 | 886 | 0 | 0 | 386608.1019 | 20 | 623.1939 | 19.9998 | 18.4075 | 3.076 | 8.23 | 20 | 20 | 24.6877 | 20 | 37.8213 | 3.076 | 3.076 | 3.076 | 3.076 | 3.076 | 0 | 0 | 0 | 0 | 0 | 21.724 | 21.7109 | 3.076 | 8.23 | 257.8452 | 4 | 644.3468 | 644.3468
2001-08-21 | 10:50 | 20 | 0 | 890 | 0 | 0 | 413232.7375 | 20 | 666.6833 | 19.9999 | 18.4075 | 3.076 | 8.23 | 20 | 20 | 24.0775 | 20 | 40.0025 | 3.076 | 3.076 | 3.076 | 3.076 | 3.076 | 0 | 0 | 0 | 0 | 0 | 21.7957 | 21.782 | 3.076 | 8.23 | 269.2315 | 4 | 688.7212 | 688.7212
2001-08-21 | 11:00 | 20 | 0 | 894 | 0 | 0 | 438236.1547 | 20 | 707.653 | 19.9999 | 18.4075 | 3.076 | 8.23 | 20 | 20 | 23.3996 | 20 | 42.1603 | 3.076 | 3.076 | 3.076 | 3.076 | 3.076 | 0 | 0 | 0 | 0 | 0 | 21.8526 | 21.8384 | 3.076 | 8.23 | 279.892 | 4 | 730.3936 | 730.3936
2001-08-21 | 11:10 | 20 | 0 | 897 | 0 | 0 | 461087.31 | 20 | 745.0215 | 19.9999 | 18.4075 | 3.076 | 8.23 | 20 | 20 | 22.6751 | 20 | 44.2348 | 3.076 | 3.076 | 3.076 | 3.076 | 3.076 | 0 | 0 | 0 | 0 | 0 | 21.9105 | 21.8959 | 3.076 | 8.23 | 289.4749 | 4 | 768.4789 | 768.4789
2001-08-21 | 11:20 | 20 | 0 | 900 | 0 | 0 | 482077.2237 | 20 | 779.3334 | 19.9999 | 18.4075 | 3.076 | 8.23 | 20 | 20 | 21.9379 | 20 | 46.2116 | 3.076 | 3.076 | 3.076 | 3.076 | 3.076 | 0 | 0 | 0 | 0 | 0 | 21.9647 | 21.9497 | 3.076 | 8.23 | 298.2578 | 4 | 803.462 | 803.462
2001-08-21 | 11:30 | 20 | 0 | 902 | 0 | 0 | 500543.6558 | 20 | 809.5178 | 19.9999 | 18.4075 | 3.076 | 8.23 | 20 | 20 | 21.2254 | 20 | 48.0146 | 3.076 | 3.076 | 3.076 | 3.076 | 3.076 | 0 | 0 | 0 | 0 | 0 | 22.0125 | 21.9972 | 3.076 | 8.23 | 305.878 | 4 | 834.2394 | 834.2394
2001-08-21 | 11:40 | 20 | 0 | 904 | 0 | 0 | 516897.076 | 20 | 836.2699 | 19.9999 | 18.4075 | 3.076 | 8.23 | 20 | 20 | 20.5965 | 20 | 49.6092 | 3.076 | 3.076 | 3.076 | 3.076 | 3.076 | 0 | 0 | 0 | 0 | 0 | 22.0547 | 22.0391 | 3.076 | 8.23 | 312.6393 | 4 | 861.4951 | 861.4951
2001-08-21 | 11:50 | 20 | 0 | 906 | 0 | 0 | 531097.4083 | 20 | 859.4765 | 19.9999 | 18.4075 | 3.076 | 8.23 | 20 | 20 | 20.1388 | 20 | 50.9055 | 3.076 | 3.076 | 3.076 | 3.076 | 3.076 | 0 | 0 | 0 | 0 | 0 | 22.0916 | 22.0757 | 3.076 | 8.23 | 318.524 | 4 | 885.1623 | 885.1623
2001-08-21 | 12:00 | 20 | 0 | 907 | 0 | 0 | 542395.1614 | 20 | 878.0751 | 19.9999 | 18.4075 | 3.076 | 8.23 | 20 | 20 | 20.0004 | 20 | 51.7151 | 3.076 | 3.076 | 3.076 | 3.076 | 3.076 | 0 | 0 | 0 | 0 | 0 | 22.1115 | 22.0954 | 3.076 | 8.23 | 323.1601 | 4 | 903.9919 | 903.9919
2001-08-21 | 12:10 | 20 | 0 | 908 | 0 | 0 | 551526.7787 | 20 | 892.9249 | 19.9999 | 18.4075 | 3.076 | 8.23 | 20 | 20 | 20 | 20 | 52.2514 | 3.076 | 3.076 | 3.076 | 3.076 | 3.076 | 0 | 0 | 0 | 0 | 0 | 22.1429 | 22.1266 | 3.076 | 8.23 | 326.882 | 4 | 919.2113 | 919.2113
2001-08-21 | 12:20 | 20 | 0 | 909 | 0 | 0 | 558267.8141 | 20 | 903.9738 | 19.9999 | 18.4075 | 3.076 | 8.23 | 20 | 20 | 20 | 20 | 52.6512 | 3.076 | 3.076 | 3.076 | 3.076 | 3.076 | 0 | 0 | 0 | 0 | 0 | 22.1565 | 22.14 | 3.076 | 8.23 | 329.6805 | 4 | 930.4464 | 930.4464
2001-08-21 | 12:30 | 20 | 0 | 910 | 0 | 0 | 562682.0708 | 20 | 911.1818 | 19.9999 | 18.4075 | 3.076 | 8.23 | 20 | 20 | 20 | 20 | 52.9114 | 3.076 | 3.076 | 3.076 | 3.076 | 3.076 | 0 | 0 | 0 | 0 | 0 | 22.1688 | 22.1523 | 3.076 | 8.23 | 331.5478 | 4 | 937.8035 | 937.8035
2001-08-21 | 12:40 | 20 | 0 | 910 | 0 | 0 | 564126.4684 | 20 | 913.5162 | 19.9999 | 18.4075 | 3.076 | 8.23 | 20 | 20 | 20 | 20 | 52.9949 | 3.076 | 3.076 | 3.076 | 3.076 | 3.076 | 0 | 0 | 0 | 0 | 0 | 22.1767 | 22.1601 | 3.076 | 8.23 | 332.1128 | 4 | 940.2108 | 940.2108
2001-08-21 | 12:50 | 20 | 0 | 910 | 0 | 0 | 563316.3913 | 20 | 911.9652 | 19.9999 | 18.4075 | 3.076 | 8.23 | 20 | 20 | 20 | 20 | 52.9449 | 3.076 | 3.076 | 3.076 | 3.076 | 3.076 | 0 | 0 | 0 | 0 | 0 | 22.1795 | 22.1629 | 3.076 | 8.23 | 331.7374 | 4 | 938.8607 | 938.8607
2001-08-21 | 13:00 | 20 | 0 | 909 | 0 | 0 | 559435.1741 | 20 | 905.5368 | 19.9999 | 18.4075 | 3.076 | 8.23 | 20 | 20 | 20 | 20 | 52.7128 | 3.076 | 3.076 | 3.076 | 3.076 | 3.076 | 0 | 0 | 0 | 0 | 0 | 22.1759 | 22.1593 | 3.076 | 8.23 | 330.059 | 4 | 932.392 | 932.392
2001-08-21 | 13:10 | 20 | 0 | 908 | 0 | 0 | 553198.6146 | 20 | 895.2616 | 19.9999 | 18.4075 | 3.076 | 8.23 | 20 | 20 | 20 | 20 | 52.3416 | 3.076 | 3.076 | 3.076 | 3.076 | 3.076 | 0 | 0 | 0 | 0 | 0 | 22.1663 | 22.1498 | 3.076 | 8.23 | 327.4483 | 4 | 921.9977 | 921.9977
2001-08-21 | 13:20 | 20 | 0 | 907 | 0 | 0 | 544627.5215 | 20 | 881.1775 | 19.9999 | 18.4075 | 3.076 | 8.23 | 20 | 20 | 20 | 20 | 51.8324 | 3.076 | 3.076 | 3.076 | 3.076 | 3.076 | 0 | 0 | 0 | 0 | 0 | 22.151 | 22.1346 | 3.076 | 8.23 | 323.9125 | 4 | 907.7125 | 907.7125
2001-08-21 | 13:30 | 20 | 0 | 906 | 0 | 0 | 533681.4206 | 20 | 863.3338 | 19.9999 | 18.4075 | 3.076 | 8.23 | 20 | 20.0785 | 20 | 20 | 51.1088 | 3.076 | 3.076 | 3.076 | 3.076 | 3.076 | 0 | 0 | 0 | 0 | 0 | 22.1198 | 22.1036 | 3.076 | 8.23 | 319.4609 | 4 | 889.469 | 889.469
2001-08-21 | 13:40 | 20 | 0 | 904 | 0 | 0 | 519945.6791 | 20 | 840.8634 | 19.9999 | 18.4075 | 3.076 | 8.23 | 20 | 20.4844 | 20 | 20 | 49.8907 | 3.076 | 3.076 | 3.076 | 3.076 | 3.076 | 0 | 0 | 0 | 0 | 0 | 22.0865 | 22.0706 | 3.076 | 8.23 | 313.7571 | 4 | 866.5761 | 866.5761
2001-08-21 | 13:50 | 20 | 0 | 902 | 0 | 0 | 504050.0033 | 20 | 814.8287 | 19.9999 | 18.4075 | 3.076 | 8.23 | 20 | 21.087 | 20 | 20 | 48.3479 | 3.076 | 3.076 | 3.076 | 3.076 | 3.076 | 0 | 0 | 0 | 0 | 0 | 22.0487 | 22.0331 | 3.076 | 8.23 | 307.1739 | 4 | 840.0833 | 840.0833
2001-08-21 | 14:00 | 20 | 0 | 900 | 0 | 0 | 486030.4326 | 20 | 785.3387 | 19.9999 | 18.4075 | 3.076 | 8.23 | 20 | 21.7879 | 20 | 20 | 46.5813 | 3.076 | 3.076 | 3.076 | 3.076 | 3.076 | 0 | 0 | 0 | 0 | 0 | 22.0058 | 21.9905 | 3.076 | 8.23 | 299.7284 | 4 | 810.0507 | 810.0507
2001-08-21 | 14:10 | 20 | 0 | 897 | 0 | 0 | 465475.0395 | 20 | 751.686 | 19.9999 | 18.4075 | 3.076 | 8.23 | 20 | 22.5229 | 20 | 20 | 44.6309 | 3.076 | 3.076 | 3.076 | 3.076 | 3.076 | 0 | 0 | 0 | 0 | 0 | 21.9561 | 21.9412 | 3.076 | 8.23 | 291.1149 | 4 | 775.7917 | 775.7917
2001-08-21 | 14:20 | 20 | 0 | 894 | 0 | 0 | 443022.5425 | 20 | 714.9417 | 19.9999 | 18.4075 | 3.076 | 8.23 | 20 | 23.2521 | 20 | 20 | 42.5745 | 3.076 | 3.076 | 3.076 | 3.076 | 3.076 | 0 | 0 | 0 | 0 | 0 | 21.9008 | 21.8864 | 3.076 | 8.23 | 281.6971 | 4 | 738.3709 | 738.3709
2001-08-21 | 14:30 | 20 | 0 | 891 | 0 | 0 | 418719.3901 | 20 | 675.3034 | 19.9999 | 18.4075 | 3.076 | 8.23 | 20 | 23.9448 | 20 | 20 | 40.4502 | 3.076 | 3.076 | 3.076 | 3.076 | 3.076 | 0 | 0 | 0 | 0 | 0 | 21.8301 | 21.8161 | 3.076 | 8.23 | 271.4996 | 4 | 697.8657 | 697.8657
2001-08-21 | 14:40 | 20 | 0 | 887 | 0 | 0 | 392472.1868 | 20 | 632.2913 | 19.9999 | 18.4075 | 3.076 | 8.23 | 20 | 24.5706 | 20 | 20 | 38.2708 | 3.076 | 3.076 | 3.076 | 3.076 | 3.076 | 0 | 0 | 0 | 0 | 0 | 21.7702 | 21.7567 | 3.076 | 8.23 | 260.2551 | 4 | 654.1203 | 654.1203
2001-08-21 | 14:50 | 20 | 0 | 882 | 0 | 0 | 364266.7352 | 20 | 586.3242 | 19.9998 | 18.4075 | 3.076 | 8.23 | 20 | 25.1069 | 20 | 20 | 36.0743 | 3.076 | 3.076 | 3.076 | 3.076 | 3.076 | 0 | 0 | 0 | 0 | 0 | 21.6852 | 21.6723 | 3.076 | 8.23 | 248.0274 | 4 | 607.1112 | 607.1112
2001-08-21 | 15:00 | 20 | 0 | 877 | 0 | 0 | 334960.4383 | 20 | 538.4991 | 19.9998 | 18.4075 | 3.076 | 8.23 | 20 | 25.5404 | 20 | 20 | 33.9133 | 3.076 | 3.076 | 3.076 | 3.076 | 3.076 | 0 | 0 | 0 | 0 | 0 | 21.6022 | 21.59 | 3.076 | 8.23 | 235.1551 | 4 | 558.2674 | 558.2674
2001-08-21 | 15:10 | 20 | 0 | 872 | 0 | 0 | 304737.501 | 20 | 489.2068 | 19.9998 | 18.4075 | 3.076 | 8.23 | 20 | 25.8564 | 20 | 20 | 31.8169 | 3.076 | 3.076 | 3.076 | 3.076 | 3.076 | 0 | 0 | 0 | 0 | 0 | 21.5144 | 21.5028 | 3.076 | 8.23 | 221.673 | 4 | 507.8958 | 507.8958
2001-08-21 | 15:20 | 20 | 0 | 865 | 0 | 0 | 273230.5728 | 20 | 437.8834 | 19.9998 | 18.4075 | 3.076 | 8.23 | 20 | 26.0281 | 20 | 20 | 29.7913 | 3.076 | 3.076 | 3.076 | 3.076 | 3.076 | 0 | 0 | 0 | 0 | 0 | 21.4176 | 21.4068 | 3.076 | 8.23 | 207.1379 | 4 | 455.3843 | 455.3843
2001-08-21 | 15:30 | 20 | 0 | 858 | 0 | 0 | 241504.337 | 20 | 386.2774 | 19.9998 | 18.4075 | 3.076 | 8.23 | 20 | 26.0595 | 20 | 20 | 27.8958 | 3.076 | 3.076 | 3.076 | 3.076 | 3.076 | 0 | 0 | 0 | 0 | 0 | 21.3143 | 21.3042 | 3.076 | 8.23 | 192.1274 | 4 | 402.5072 | 402.5072
2001-08-21 | 15:40 | 20 | 0 | 851 | 0 | 0 | 209909.111 | 20 | 334.9711 | 19.9998 | 18.4075 | 3.076 | 8.23 | 20 | 25.945 | 20 | 20 | 26.157 | 3.076 | 3.076 | 3.076 | 3.076 | 3.076 | 0 | 0 | 0 | 0 | 0 | 21.2044 | 21.1952 | 3.076 | 8.23 | 176.6833 | 4 | 349.8485 | 349.8485
2001-08-21 | 15:50 | 20 | 0 | 843 | 0 | 0 | 178643.3087 | 20 | 284.2726 | 19.9998 | 18.4075 | 3.076 | 8.23 | 20 | 25.6384 | 20 | 20 | 24.6337 | 3.076 | 3.076 | 3.076 | 3.076 | 3.076 | 0 | 0 | 0 | 0 | 0 | 21.0867 | 21.0784 | 3.076 | 8.23 | 160.6575 | 4 | 297.7388 | 297.7388
2001-08-21 | 16:00 | 20 | 0 | 833 | 0 | 0 | 148009.7219 | 20 | 234.7731 | 19.9998 | 18.4075 | 3.076 | 8.23 | 20 | 25.1041 | 20 | 20 | 23.3798 | 3.076 | 3.076 | 3.076 | 3.076 | 3.076 | 0 | 0 | 0 | 0 | 0 | 20.9603 | 20.953 | 3.076 | 8.23 | 143.9727 | 4 | 246.6829 | 246.6829
2001-08-21 | 16:10 | 20 | 0 | 822 | 0 | 0 | 118862.2672 | 20 | 187.7777 | 19.9998 | 18.4075 | 3.076 | 8.23 | 20 | 24.4114 | 20 | 20 | 22.3769 | 3.076 | 3.076 | 3.076 | 3.076 | 3.076 | 0 | 0 | 0 | 0 | 0 | 20.8274 | 20.8211 | 3.076 | 8.23 | 126.9388 | 4 | 198.1038 | 198.1038
2001-08-21 | 16:20 | 20 | 0 | 811 | 0 | 0 | 91813.3295 | 20 | 144.3941 | 19.9998 | 18.4075 | 3.076 | 8.23 | 20 | 23.6249 | 20 | 20 | 21.5959 | 3.076 | 3.076 | 3.076 | 3.076 | 3.076 | 0 | 0 | 0 | 0 | 0 | 20.6903 | 20.6851 | 3.076 | 8.23 | 109.7966 | 4 | 153.0222 | 153.0222
2001-08-21 | 16:30 | 20 | 0 | 797 | 0 | 0 | 67060.9271 | 20 | 105.0082 | 19.9998 | 18.4075 | 3.076 | 8.23 | 20 | 22.7927 | 20 | 20 | 21.0049 | 3.076 | 3.076 | 3.076 | 3.076 | 3.076 | 0 | 0 | 0 | 0 | 0 | 20.5395 | 20.5354 | 3.076 | 8.23 | 92.249 | 4 | 111.7682 | 111.7682
2001-08-21 | 16:40 | 20 | 0 | 783 | 0 | 0 | 45704.126 | 20 | 71.0285 | 19.9998 | 18.4075 | 3.076 | 8.23 | 20 | 21.9874 | 20 | 20 | 20.5822 | 3.076 | 3.076 | 3.076 | 3.076 | 3.076 | 0 | 0 | 0 | 0 | 0 | 20.4097 | 20.4066 | 3.076 | 8.23 | 74.8133 | 4 | 76.1735 | 76.1735
2001-08-21 | 16:50 | 20 | 0 | 765 | 0 | 0 | 27842.7944 | 20 | 42.8944 | 19.9998 | 18.4075 | 3.076 | 8.23 | 20 | 21.2556 | 20 | 20 | 20.297 | 3.076 | 3.076 | 3.076 | 3.076 | 3.076 | 0 | 0 | 0 | 0 | 0 | 20.2783 | 20.2762 | 3.076 | 8.23 | 57.2435 | 4 | 46.4047 | 46.4047
2001-08-21 | 17:00 | 20 | 0 | 746 | 0 | 0 | 14204.3585 | 20 | 21.5852 | 19.9997 | 18.4075 | 3.076 | 8.23 | 20 | 20.6593 | 20 | 20 | 20.1244 | 3.076 | 3.076 | 3.076 | 3.076 | 3.076 | 0 | 0 | 0 | 0 | 0 | 20.1612 | 20.1599 | 3.076 | 8.23 | 40.0064 | 4 | 23.6739 | 23.6739
2001-08-21 | 17:10 | 20 | 0 | 725 | 0 | 0 | 5031.2775 | 20 | 7.4698 | 19.9997 | 18.4075 | 3.076 | 8.23 | 20 | 20.2374 | 20 | 20 | 20.035 | 3.076 | 3.076 | 3.076 | 3.076 | 3.076 | 0 | 0 | 0 | 0 | 0 | 20.0688 | 20.0683 | 3.076 | 8.23 | 23.1904 | 4 | 8.3855 | 8.3855
2001-08-21 | 17:20 | 20 | 0 | 700 | 0 | 0 | 628.4212 | 20 | 0.6948 | 19.9997 | 18.4075 | 3.076 | 8.23 | 20 | 20.0255 | 20 | 20 | 20.0029 | 3.076 | 3.076 | 3.076 | 3.076 | 3.076 | 0 | 0 | 0 | 0 | 0 | 20.0215 | 20.0214 | 3.076 | 8.23 | 6.9622 | 4 | 1.0474 | 1.0474
2001-08-21 | 17:30 | 20 | 0 | 670 | 0 | 0 | 119.9589 | 20 | 0 | 19.9997 | 18.4075 | 3.076 | 8.23 | 20 | 20.0023 | 20 | 20 | 20.0003 | 3.076 | 3.076 | 3.076 | 3.076 | 3.076 | 0 | 0 | 0 | 0 | 0 | 20.0108 | 20.0107 | 3.076 | 8.23 | 0 | 0 | 0.19993 | 0.19993
2001-08-21 | 17:40 | 20 | 0 | 636 | 0 | 0 | 63.8214 | 20 | 0 | 19.9997 | 18.4075 | 3.076 | 8.23 | 20 | 20.0014 | 20 | 20 | 20.0002 | 3.076 | 3.076 | 3.076 | 3.076 | 3.076 | 0 | 0 | 0 | 0 | 0 | 20.0054 | 20.0053 | 3.076 | 8.23 | 0 | 0 | 0.10637 | 0.10637
2001-08-21 | 17:50 | 20 | 0 | 598 | 0 | 0 | 33.8054 | 20 | 0 | 19.9997 | 18.4075 | 3.076 | 8.23 | 20 | 20.0009 | 20 | 20 | 20.0001 | 3.076 | 3.076 | 3.076 | 3.076 | 3.076 | 0 | 0 | 0 | 0 | 0 | 20.0027 | 20.0027 | 3.076 | 8.23 | 0 | 0 | 0.056342 | 0.056342
2001-08-21 | 18:00 | 20 | 0 | 550 | 0 | 0 | 17.5918 | 20 | 0 | 19.9997 | 18.4075 | 3.076 | 8.23 | 20 | 20.0005 | 20 | 20 | 20.0001 | 3.076 | 3.076 | 3.076 | 3.076 | 3.076 | 0 | 0 | 0 | 0 | 0 | 20.0013 | 20.0013 | 3.076 | 8.23 | 0 | 0 | 0.02932 | 0.02932
2001-08-21 | 18:10 | 20 | 0 | 493 | 0 | 0 | 8.7385 | 20 | 0 | 19.9997 | 18.4075 | 3.076 | 8.23 | 20 | 20.0003 | 20 | 20 | 20 | 3.076 | 3.076 | 3.076 | 3.076 | 3.076 | 0 | 0 | 0 | 0 | 0 | 20.0007 | 20.0006 | 3.076 | 8.23 | 0 | 0 | 0.014564 | 0.014564
2001-08-21 | 18:20 | 20 | 0 | 426 | 0 | 0 | 3.8498 | 20 | 0 | 19.9997 | 18.4075 | 3.076 | 8.23 | 20 | 20.0002 | 20 | 20 | 20 | 3.076 | 3.076 | 3.076 | 3.076 | 3.076 | 0 | 0 | 0 | 0 | 0 | 20.0003 | 20.0003 | 3.076 | 8.23 | 0 | 0 | 0.0064163 | 0.0064163
2001-08-21 | 18:30 | 20 | 0 | 341 | 0 | 0 | 1.1193 | 20 | 0 | 19.9997 | 18.4075 | 3.076 | 8.23 | 20 | 20.0001 | 20 | 20 | 20 | 3.076 | 3.076 | 3.076 | 3.076 | 3.076 | 0 | 0 | 0 | 0 | 0 | 20.0001 | 20.0001 | 3.076 | 8.23 | 0 | 0 | 0.0018656 | 0.0018656
2001-08-21 | 18:40 | 20 | 0 | 243 | 0 | 0.42305 | 0 | 20 | 0 | 19.9997 | 18.4075 | 3.076 | 8.23 | 20 | 20.0001 | 20 | 20 | 20 | 3.076 | 3.076 | 3.076 | 3.076 | 3.076 | 0 | 0 | 0 | 0 | 0 | 20.0001 | 20.0001 | 3.076 | 8.23 | 0 | 0 | 0 | 0
2001-08-21 | 18:50 | 20 | 0 | 131 | 0 | 1.3039 | 0 | 20 | 0 | 19.9997 | 18.4075 | 3.076 | 8.23 | 20 | 20 | 20 | 20 | 20 | 3.076 | 3.076 | 3.076 | 3.076 | 3.076 | 0 | 0 | 0 | 0 | 0 | 20 | 20 | 3.076 | 8.23 | 0 | 0 | 0 | 0
2001-08-21 | 19:00 | 20 | 0 | 34 | 0 | 1.8122 | 0 | 20 | 0 | 19.9997 | 18.4075 | 3.076 | 8.23 | 20 | 20 | 20 | 20 | 20 | 3.076 | 3.076 | 3.076 | 3.076 | 3.076 | 0 | 0 | 0 | 0 | 0 | 20 | 20 | 3.076 | 8.23 | 0 | 0 | 0 | 0
2001-08-21 | 19:10 | 20 | 0 | 0 | 0 | 2.1084 | 0 | 20 | 0 | 19.9997 | 18.4075 | 3.076 | 8.23 | 20 | 20 | 20 | 20 | 20 | 3.076 | 3.076 | 3.076 | 3.076 | 3.076 | 0 | 0 | 0 | 0 | 0 | 20 | 20 | 3.076 | 8.23 | 0 | 0 | 0 | 0
2001-08-21 | 19:20 | 20 | 0 | 0 | 0 | 2.2826 | 0 | 20 | 0 | 19.9997 | 18.4075 | 3.076 | 8.23 | 20 | 20 | 20 | 20 | 20 | 3.076 | 3.076 | 3.076 | 3.076 | 3.076 | 0 | 0 | 0 | 0 | 0 | 20 | 20 | 3.076 | 8.23 | 0 | 0 | 0 | 0
2001-08-21 | 19:30 | 20 | 0 | 0 | 0 | 2.3857 | 0 | 20 | 0 | 19.9997 | 18.4075 | 3.076 | 8.23 | 20 | 20 | 20 | 20 | 20 | 3.076 | 3.076 | 3.076 | 3.076 | 3.076 | 0 | 0 | 0 | 0 | 0 | 20 | 20 | 3.076 | 8.23 | 0 | 0 | 0 | 0
2001-08-21 | 19:40 | 20 | 0 | 0 | 0 | 2.4473 | 0 | 20 | 0 | 19.9997 | 18.4075 | 3.076 | 8.23 | 20 | 20 | 20 | 20 | 20 | 3.076 | 3.076 | 3.076 | 3.076 | 3.076 | 0 | 0 | 0 | 0 | 0 | 20 | 20 | 3.076 | 8.23 | 0 | 0 | 0 | 0
2001-08-21 | 19:50 | 20 | 0 | 0 | 0 | 2.4843 | 0 | 20 | 0 | 19.9997 | 18.4075 | 3.076 | 8.23 | 20 | 20 | 20 | 20 | 20 | 3.076 | 3.076 | 3.076 | 3.076 | 3.076 | 0 | 0 | 0 | 0 | 0 | 20 | 20 | 3.076 | 8.23 | 0 | 0 | 0 | 0
2001-08-21 | 20:00 | 20 | 0 | 0 | 0 | 2.5066 | 0 | 20 | 0 | 19.9997 | 18.4075 | 3.076 | 8.23 | 20 | 20 | 20 | 20 | 20 | 3.076 | 3.076 | 3.076 | 3.076 | 3.076 | 0 | 0 | 0 | 0 | 0 | 20 | 20 | 3.076 | 8.23 | 0 | 0 | 0 | 0
2001-08-21 | 20:10 | 20 | 0 | 0 | 0 | 2.5201 | 0 | 20 | 0 | 19.9997 | 18.4075 | 3.076 | 8.23 | 20 | 20 | 20 | 20 | 20 | 3.076 | 3.076 | 3.076 | 3.076 | 3.076 | 0 | 0 | 0 | 0 | 0 | 20 | 20 | 3.076 | 8.23 | 0 | 0 | 0 | 0
2001-08-21 | 20:20 | 20 | 0 | 0 | 0 | 2.5283 | 0 | 20 | 0 | 19.9997 | 18.4075 | 3.076 | 8.23 | 20 | 20 | 20 | 20 | 20 | 3.076 | 3.076 | 3.076 | 3.076 | 3.076 | 0 | 0 | 0 | 0 | 0 | 20 | 20 | 3.076 | 8.23 | 0 | 0 | 0 | 0
2001-08-21 | 20:30 | 20 | 0 | 0 | 0 | 2.5333 | 0 | 20 | 0 | 19.9997 | 18.4075 | 3.076 | 8.23 | 20 | 20 | 20 | 20 | 20 | 3.076 | 3.076 | 3.076 | 3.076 | 3.076 | 0 | 0 | 0 | 0 | 0 | 20 | 20 | 3.076 | 8.23 | 0 | 0 | 0 | 0
2001-08-21 | 20:40 | 20 | 0 | 0 | 0 | 2.5364 | 0 | 20 | 0 | 19.9997 | 18.4075 | 3.076 | 8.23 | 20 | 20 | 20 | 20 | 20 | 3.076 | 3.076 | 3.076 | 3.076 | 3.076 | 0 | 0 | 0 | 0 | 0 | 20 | 20 | 3.076 | 8.23 | 0 | 0 | 0 | 0
2001-08-21 | 20:50 | 20 | 0 | 0 | 0 | 2.5383 | 0 | 20 | 0 | 19.9997 | 18.4075 | 3.076 | 8.23 | 20 | 20 | 20 | 20 | 20 | 3.076 | 3.076 | 3.076 | 3.076 | 3.076 | 0 | 0 | 0 | 0 | 0 | 20 | 20 | 3.076 | 8.23 | 0 | 0 | 0 | 0
2001-08-21 | 21:00 | 20 | 0 | 0 | 0 | 2.5394 | 0 | 20 | 0 | 19.9997 | 18.4075 | 3.076 | 8.23 | 20 | 20 | 20 | 20 | 20 | 3.076 | 3.076 | 3.076 | 3.076 | 3.076 | 0 | 0 | 0 | 0 | 0 | 20 | 20 | 3.076 | 8.23 | 0 | 0 | 0 | 0
2001-08-21 | 21:10 | 20 | 0 | 0 | 0 | 2.5402 | 0 | 20 | 0 | 19.9997 | 18.4075 | 3.076 | 8.23 | 20 | 20 | 20 | 20 | 20 | 3.076 | 3.076 | 3.076 | 3.076 | 3.076 | 0 | 0 | 0 | 0 | 0 | 20 | 20 | 3.076 | 8.23 | 0 | 0 | 0 | 0
2001-08-21 | 21:20 | 20 | 0 | 0 | 0 | 2.5406 | 0 | 20 | 0 | 19.9997 | 18.4075 | 3.076 | 8.23 | 20 | 20 | 20 | 20 | 20 | 3.076 | 3.076 | 3.076 | 3.076 | 3.076 | 0 | 0 | 0 | 0 | 0 | 20 | 20 | 3.076 | 8.23 | 0 | 0 | 0 | 0
2001-08-21 | 21:30 | 20 | 0 | 0 | 0 | 2.5409 | 0 | 20 | 0 | 19.9997 | 18.4075 | 3.076 | 8.23 | 20 | 20 | 20 | 20 | 20 | 3.076 | 3.076 | 3.076 | 3.076 | 3.076 | 0 | 0 | 0 | 0 | 0 | 20 | 20 | 3.076 | 8.23 | 0 | 0 | 0 | 0
2001-08-21 | 21:40 | 20 | 0 | 0 | 0 | 2.541 | 0 | 20 | 0 | 19.9997 | 18.4075 | 3.076 | 8.23 | 20 | 20 | 20 | 20 | 20 | 3.076 | 3.076 | 3.076 | 3.076 | 3.076 | 0 | 0 | 0 | 0 | 0 | 20 | 20 | 3.076 | 8.23 | 0 | 0 | 0 | 0
2001-08-21 | 21:50 | 20 | 0 | 0 | 0 | 2.5411 | 0 | 20 | 0 | 19.9997 | 18.4075 | 3.076 | 8.23 | 20 | 20 | 20 | 20 | 20 | 3.076 | 3.076 | 3.076 | 3.076 | 3.076 | 0 | 0 | 0 | 0 | 0 | 20 | 20 | 3.076 | 8.23 | 0 | 0 | 0 | 0
2001-08-21 | 22:00 | 20 | 0 | 0 | 0 | 2.5412 | 0 | 20 | 0 | 19.9997 | 18.4075 | 3.076 | 8.23 | 20 | 20 | 20 | 20 | 20 | 3.076 | 3.076 | 3.076 | 3.076 | 3.076 | 0 | 0 | 0 | 0 | 0 | 20 | 20 | 3.076 | 8.23 | 0 | 0 | 0 | 0
2001-08-21 | 22:10 | 20 | 0 | 0 | 0 | 2.5412 | 0 | 20 | 0 | 19.9997 | 18.4075 | 3.076 | 8.23 | 20 | 20 | 20 | 20 | 20 | 3.076 | 3.076 | 3.076 | 3.076 | 3.076 | 0 | 0 | 0 | 0 | 0 | 20 | 20 | 3.076 | 8.23 | 0 | 0 | 0 | 0
2001-08-21 | 22:20 | 20 | 0 | 0 | 0 | 2.5413 | 0 | 20 | 0 | 19.9997 | 18.4075 | 3.076 | 8.23 | 20 | 20 | 20 | 20 | 20 | 3.076 | 3.076 | 3.076 | 3.076 | 3.076 | 0 | 0 | 0 | 0 | 0 | 20 | 20 | 3.076 | 8.23 | 0 | 0 | 0 | 0
2001-08-21 | 22:30 | 20 | 0 | 0 | 0 | 2.5413 | 0 | 20 | 0 | 19.9997 | 18.4075 | 3.076 | 8.23 | 20 | 20 | 20 | 20 | 20 | 3.076 | 3.076 | 3.076 | 3.076 | 3.076 | 0 | 0 | 0 | 0 | 0 | 20 | 20 | 3.076 | 8.23 | 0 | 0 | 0 | 0
2001-08-21 | 22:40 | 20 | 0 | 0 | 0 | 2.5413 | 0 | 20 | 0 | 19.9997 | 18.4075 | 3.076 | 8.23 | 20 | 20 | 20 | 20 | 20 | 3.076 | 3.076 | 3.076 | 3.076 | 3.076 | 0 | 0 | 0 | 0 | 0 | 20 | 20 | 3.076 | 8.23 | 0 | 0 | 0 | 0
2001-08-21 | 22:50 | 20 | 0 | 0 | 0 | 2.5413 | 0 | 20 | 0 | 19.9997 | 18.4075 | 3.076 | 8.23 | 20 | 20 | 20 | 20 | 20 | 3.076 | 3.076 | 3.076 | 3.076 | 3.076 | 0 | 0 | 0 | 0 | 0 | 20 | 20 | 3.076 | 8.23 | 0 | 0 | 0 | 0
2001-08-21 | 23:00 | 20 | 0 | 0 | 0 | 2.5413 | 0 | 20 | 0 | 19.9997 | 18.4075 | 3.076 | 8.23 | 20 | 20 | 20 | 20 | 20 | 3.076 | 3.076 | 3.076 | 3.076 | 3.076 | 0 | 0 | 0 | 0 | 0 | 20 | 20 | 3.076 | 8.23 | 0 | 0 | 0 | 0
2001-08-21 | 23:10 | 20 | 0 | 0 | 0 | 2.5413 | 0 | 20 | 0 | 19.9997 | 18.4075 | 3.076 | 8.23 | 20 | 20 | 20 | 20 | 20 | 3.076 | 3.076 | 3.076 | 3.076 | 3.076 | 0 | 0 | 0 | 0 | 0 | 20 | 20 | 3.076 | 8.23 | 0 | 0 | 0 | 0
2001-08-21 | 23:20 | 20 | 0 | 0 | 0 | 2.5413 | 0 | 20 | 0 | 19.9997 | 18.4075 | 3.076 | 8.23 | 20 | 20 | 20 | 20 | 20 | 3.076 | 3.076 | 3.076 | 3.076 | 3.076 | 0 | 0 | 0 | 0 | 0 | 20 | 20 | 3.076 | 8.23 | 0 | 0 | 0 | 0
2001-08-21 | 23:30 | 20 | 0 | 0 | 0 | 2.5413 | 0 | 20 | 0 | 19.9997 | 18.4075 | 3.076 | 8.23 | 20 | 20 | 20 | 20 | 20 | 3.076 | 3.076 | 3.076 | 3.076 | 3.076 | 0 | 0 | 0 | 0 | 0 | 20 | 20 | 3.076 | 8.23 | 0 | 0 | 0 | 0
2001-08-21 | 23:40 | 20 | 0 | 0 | 0 | 2.5413 | 0 | 20 | 0 | 19.9997 | 18.4075 | 3.076 | 8.23 | 20 | 20 | 20 | 20 | 20 | 3.076 | 3.076 | 3.076 | 3.076 | 3.076 | 0 | 0 | 0 | 0 | 0 | 20 | 20 | 3.076 | 8.23 | 0 | 0 | 0 | 0
2001-08-21 | 23:50 | 20 | 0 | 0 | 0 | 2.5413 | 0 | 20 | 0 | 19.9997 | 18.4075 | 3.076 | 8.23 | 20 | 20 | 20 | 20 | 20 | 3.076 | 3.076 | 3.076 | 3.076 | 3.076 | 0 | 0 | 0 | 0 | 0 | 20 | 20 | 3.076 | 8.23 | 0 | 0 | 0 | 0
2001-08-21 | 24:00 | 20 | 0 | 0 | 0 | 2.5413 | 0 | 20 | 0 | 19.9997 | 18.4075 | 3.076 | 8.23 | 20 | 20 | 20 | 20 | 20 | 3.076 | 3.076 | 3.076 | 3.076 | 3.076 | 0 | 0 | 0 | 0 | 0 | 20 | 20 | 3.076 | 8.23 | 0 | 0 | 0 | 0

## EPlus Data-WithSetback
EnergyPlus Analytical Test WinReveal
4 m2 South Facing Window
Window setback 0.3 m from wall
Date | Time | Environment:Outdoor Dry Bulb [C](TimeStep) | Environment:Diffuse Solar [W/m2](TimeStep) | Environment:Direct Solar [W/m2](TimeStep) | Environment:Ground Reflected Solar [W/m2](TimeStep) | ZONE ONE:Zone/Sys Sensible Heating Energy[J](TimeStep) | ZONE ONE:Zone/Sys Sensible Cooling Energy[J](TimeStep) | ZONE ONE:Mean Air Temperature[C](TimeStep) | EnergyPlus-With Reveal-ZONE ONE:Zone Transmitted Solar[W](TimeStep) | ZONE SURFACE SOUTH:Surface Inside Temperature[C](TimeStep) | ZONE SURFACE SOUTH:Surface Outside Temperature[C](TimeStep) | ZONE SURFACE SOUTH:Surface Int Convection Coeff[W/m2-K](TimeStep) | ZONE SURFACE SOUTH:Surface Ext Convection Coeff[W/m2-K](TimeStep) | ZONE SURFACE NORTH:Surface Inside Temperature[C](TimeStep) | ZONE SURFACE EAST:Surface Inside Temperature[C](TimeStep) | ZONE SURFACE WEST:Surface Inside Temperature[C](TimeStep) | ZONE SURFACE CEILING:Surface Inside Temperature[C](TimeStep) | ZONE SURFACE FLOOR:Surface Inside Temperature[C](TimeStep) | ZONE SURFACE NORTH:Surface Int Convection Coeff[W/m2-K](TimeStep) | ZONE SURFACE EAST:Surface Int Convection Coeff[W/m2-K](TimeStep) | ZONE SURFACE WEST:Surface Int Convection Coeff[W/m2-K](TimeStep) | ZONE SURFACE CEILING:Surface Int Convection Coeff[W/m2-K](TimeStep) | ZONE SURFACE FLOOR:Surface Int Convection Coeff[W/m2-K](TimeStep) | ZONE SURFACE NORTH:Surface Ext Convection Coeff[W/m2-K](TimeStep) | ZONE SURFACE EAST:Surface Ext Convection Coeff[W/m2-K](TimeStep) | ZONE SURFACE WEST:Surface Ext Convection Coeff[W/m2-K](TimeStep) | ZONE SURFACE CEILING:Surface Ext Convection Coeff[W/m2-K](TimeStep) | ZONE SURFACE FLOOR:Surface Ext Convection Coeff[W/m2-K](TimeStep) | ZONE SUBSURFACE 1:Surface Inside Temperature[C](TimeStep) | ZONE SUBSURFACE 1:Surface Outside Temperature[C](TimeStep) | ZONE SUBSURFACE 1:Surface Int Convection Coeff[W/m2-K](TimeStep) | ZONE SUBSURFACE 1:Surface Ext Convection Coeff[W/m2-K](TimeStep) | ZONE SUBSURFACE 1:Surface Ext Solar Incident[W/m2](TimeStep) | EnergyPlus-With Reveal-ZONE SUBSURFACE 1:Surface Ext Sunlit Area [m2](TimeStep) | ZONE SUBSURFACE 1:Surface Ext Sunlit Area [m2](TimeStep) | EnergyPlus-With Reveal-ZONE ONE:Zone/Sys Sensible Cooling Energy[W](TimeStep)
2001-08-21 | 0:10 | 20 | 0 | 0 | 0 | 2.6623 | 0 | 20 | 0 | 19.9997 | 18.3025 | 3.076 | 8.23 | 20 | 20 | 20 | 20 | 20 | 3.076 | 3.076 | 3.076 | 3.076 | 3.076 | 0 | 0 | 0 | 0 | 0 | 20 | 20 | 3.076 | 8.23 | 0 | 0 | 0 | 0
2001-08-21 | 0:20 | 20 | 0 | 0 | 0 | 2.6623 | 0 | 20 | 0 | 19.9997 | 18.3025 | 3.076 | 8.23 | 20 | 20 | 20 | 20 | 20 | 3.076 | 3.076 | 3.076 | 3.076 | 3.076 | 0 | 0 | 0 | 0 | 0 | 20 | 20 | 3.076 | 8.23 | 0 | 0 | 0 | 0
2001-08-21 | 0:30 | 20 | 0 | 0 | 0 | 2.6623 | 0 | 20 | 0 | 19.9997 | 18.3025 | 3.076 | 8.23 | 20 | 20 | 20 | 20 | 20 | 3.076 | 3.076 | 3.076 | 3.076 | 3.076 | 0 | 0 | 0 | 0 | 0 | 20 | 20 | 3.076 | 8.23 | 0 | 0 | 0 | 0
2001-08-21 | 0:40 | 20 | 0 | 0 | 0 | 2.6623 | 0 | 20 | 0 | 19.9997 | 18.3025 | 3.076 | 8.23 | 20 | 20 | 20 | 20 | 20 | 3.076 | 3.076 | 3.076 | 3.076 | 3.076 | 0 | 0 | 0 | 0 | 0 | 20 | 20 | 3.076 | 8.23 | 0 | 0 | 0 | 0
2001-08-21 | 0:50 | 20 | 0 | 0 | 0 | 2.6623 | 0 | 20 | 0 | 19.9997 | 18.3025 | 3.076 | 8.23 | 20 | 20 | 20 | 20 | 20 | 3.076 | 3.076 | 3.076 | 3.076 | 3.076 | 0 | 0 | 0 | 0 | 0 | 20 | 20 | 3.076 | 8.23 | 0 | 0 | 0 | 0
2001-08-21 | 1:00 | 20 | 0 | 0 | 0 | 2.6623 | 0 | 20 | 0 | 19.9997 | 18.3025 | 3.076 | 8.23 | 20 | 20 | 20 | 20 | 20 | 3.076 | 3.076 | 3.076 | 3.076 | 3.076 | 0 | 0 | 0 | 0 | 0 | 20 | 20 | 3.076 | 8.23 | 0 | 0 | 0 | 0
2001-08-21 | 1:10 | 20 | 0 | 0 | 0 | 2.6623 | 0 | 20 | 0 | 19.9997 | 18.3025 | 3.076 | 8.23 | 20 | 20 | 20 | 20 | 20 | 3.076 | 3.076 | 3.076 | 3.076 | 3.076 | 0 | 0 | 0 | 0 | 0 | 20 | 20 | 3.076 | 8.23 | 0 | 0 | 0 | 0
2001-08-21 | 1:20 | 20 | 0 | 0 | 0 | 2.6623 | 0 | 20 | 0 | 19.9997 | 18.3025 | 3.076 | 8.23 | 20 | 20 | 20 | 20 | 20 | 3.076 | 3.076 | 3.076 | 3.076 | 3.076 | 0 | 0 | 0 | 0 | 0 | 20 | 20 | 3.076 | 8.23 | 0 | 0 | 0 | 0
2001-08-21 | 1:30 | 20 | 0 | 0 | 0 | 2.6623 | 0 | 20 | 0 | 19.9997 | 18.3025 | 3.076 | 8.23 | 20 | 20 | 20 | 20 | 20 | 3.076 | 3.076 | 3.076 | 3.076 | 3.076 | 0 | 0 | 0 | 0 | 0 | 20 | 20 | 3.076 | 8.23 | 0 | 0 | 0 | 0
2001-08-21 | 1:40 | 20 | 0 | 0 | 0 | 2.6623 | 0 | 20 | 0 | 19.9997 | 18.3025 | 3.076 | 8.23 | 20 | 20 | 20 | 20 | 20 | 3.076 | 3.076 | 3.076 | 3.076 | 3.076 | 0 | 0 | 0 | 0 | 0 | 20 | 20 | 3.076 | 8.23 | 0 | 0 | 0 | 0
2001-08-21 | 1:50 | 20 | 0 | 0 | 0 | 2.6623 | 0 | 20 | 0 | 19.9997 | 18.3025 | 3.076 | 8.23 | 20 | 20 | 20 | 20 | 20 | 3.076 | 3.076 | 3.076 | 3.076 | 3.076 | 0 | 0 | 0 | 0 | 0 | 20 | 20 | 3.076 | 8.23 | 0 | 0 | 0 | 0
2001-08-21 | 2:00 | 20 | 0 | 0 | 0 | 2.6623 | 0 | 20 | 0 | 19.9997 | 18.3025 | 3.076 | 8.23 | 20 | 20 | 20 | 20 | 20 | 3.076 | 3.076 | 3.076 | 3.076 | 3.076 | 0 | 0 | 0 | 0 | 0 | 20 | 20 | 3.076 | 8.23 | 0 | 0 | 0 | 0
2001-08-21 | 2:10 | 20 | 0 | 0 | 0 | 2.6623 | 0 | 20 | 0 | 19.9997 | 18.3025 | 3.076 | 8.23 | 20 | 20 | 20 | 20 | 20 | 3.076 | 3.076 | 3.076 | 3.076 | 3.076 | 0 | 0 | 0 | 0 | 0 | 20 | 20 | 3.076 | 8.23 | 0 | 0 | 0 | 0
2001-08-21 | 2:20 | 20 | 0 | 0 | 0 | 2.6623 | 0 | 20 | 0 | 19.9997 | 18.3025 | 3.076 | 8.23 | 20 | 20 | 20 | 20 | 20 | 3.076 | 3.076 | 3.076 | 3.076 | 3.076 | 0 | 0 | 0 | 0 | 0 | 20 | 20 | 3.076 | 8.23 | 0 | 0 | 0 | 0
2001-08-21 | 2:30 | 20 | 0 | 0 | 0 | 2.6623 | 0 | 20 | 0 | 19.9997 | 18.3025 | 3.076 | 8.23 | 20 | 20 | 20 | 20 | 20 | 3.076 | 3.076 | 3.076 | 3.076 | 3.076 | 0 | 0 | 0 | 0 | 0 | 20 | 20 | 3.076 | 8.23 | 0 | 0 | 0 | 0
2001-08-21 | 2:40 | 20 | 0 | 0 | 0 | 2.6623 | 0 | 20 | 0 | 19.9997 | 18.3025 | 3.076 | 8.23 | 20 | 20 | 20 | 20 | 20 | 3.076 | 3.076 | 3.076 | 3.076 | 3.076 | 0 | 0 | 0 | 0 | 0 | 20 | 20 | 3.076 | 8.23 | 0 | 0 | 0 | 0
2001-08-21 | 2:50 | 20 | 0 | 0 | 0 | 2.6623 | 0 | 20 | 0 | 19.9997 | 18.3025 | 3.076 | 8.23 | 20 | 20 | 20 | 20 | 20 | 3.076 | 3.076 | 3.076 | 3.076 | 3.076 | 0 | 0 | 0 | 0 | 0 | 20 | 20 | 3.076 | 8.23 | 0 | 0 | 0 | 0
2001-08-21 | 3:00 | 20 | 0 | 0 | 0 | 2.6623 | 0 | 20 | 0 | 19.9997 | 18.3025 | 3.076 | 8.23 | 20 | 20 | 20 | 20 | 20 | 3.076 | 3.076 | 3.076 | 3.076 | 3.076 | 0 | 0 | 0 | 0 | 0 | 20 | 20 | 3.076 | 8.23 | 0 | 0 | 0 | 0
2001-08-21 | 3:10 | 20 | 0 | 0 | 0 | 2.6623 | 0 | 20 | 0 | 19.9997 | 18.3025 | 3.076 | 8.23 | 20 | 20 | 20 | 20 | 20 | 3.076 | 3.076 | 3.076 | 3.076 | 3.076 | 0 | 0 | 0 | 0 | 0 | 20 | 20 | 3.076 | 8.23 | 0 | 0 | 0 | 0
2001-08-21 | 3:20 | 20 | 0 | 0 | 0 | 2.6623 | 0 | 20 | 0 | 19.9997 | 18.3025 | 3.076 | 8.23 | 20 | 20 | 20 | 20 | 20 | 3.076 | 3.076 | 3.076 | 3.076 | 3.076 | 0 | 0 | 0 | 0 | 0 | 20 | 20 | 3.076 | 8.23 | 0 | 0 | 0 | 0
2001-08-21 | 3:30 | 20 | 0 | 0 | 0 | 2.6623 | 0 | 20 | 0 | 19.9997 | 18.3025 | 3.076 | 8.23 | 20 | 20 | 20 | 20 | 20 | 3.076 | 3.076 | 3.076 | 3.076 | 3.076 | 0 | 0 | 0 | 0 | 0 | 20 | 20 | 3.076 | 8.23 | 0 | 0 | 0 | 0
2001-08-21 | 3:40 | 20 | 0 | 0 | 0 | 2.6623 | 0 | 20 | 0 | 19.9997 | 18.3025 | 3.076 | 8.23 | 20 | 20 | 20 | 20 | 20 | 3.076 | 3.076 | 3.076 | 3.076 | 3.076 | 0 | 0 | 0 | 0 | 0 | 20 | 20 | 3.076 | 8.23 | 0 | 0 | 0 | 0
2001-08-21 | 3:50 | 20 | 0 | 0 | 0 | 2.6623 | 0 | 20 | 0 | 19.9997 | 18.3025 | 3.076 | 8.23 | 20 | 20 | 20 | 20 | 20 | 3.076 | 3.076 | 3.076 | 3.076 | 3.076 | 0 | 0 | 0 | 0 | 0 | 20 | 20 | 3.076 | 8.23 | 0 | 0 | 0 | 0
2001-08-21 | 4:00 | 20 | 0 | 0 | 0 | 2.6623 | 0 | 20 | 0 | 19.9997 | 18.3025 | 3.076 | 8.23 | 20 | 20 | 20 | 20 | 20 | 3.076 | 3.076 | 3.076 | 3.076 | 3.076 | 0 | 0 | 0 | 0 | 0 | 20 | 20 | 3.076 | 8.23 | 0 | 0 | 0 | 0
2001-08-21 | 4:10 | 20 | 0 | 0 | 0 | 2.6623 | 0 | 20 | 0 | 19.9997 | 18.3025 | 3.076 | 8.23 | 20 | 20 | 20 | 20 | 20 | 3.076 | 3.076 | 3.076 | 3.076 | 3.076 | 0 | 0 | 0 | 0 | 0 | 20 | 20 | 3.076 | 8.23 | 0 | 0 | 0 | 0
2001-08-21 | 4:20 | 20 | 0 | 0 | 0 | 2.6623 | 0 | 20 | 0 | 19.9997 | 18.3025 | 3.076 | 8.23 | 20 | 20 | 20 | 20 | 20 | 3.076 | 3.076 | 3.076 | 3.076 | 3.076 | 0 | 0 | 0 | 0 | 0 | 20 | 20 | 3.076 | 8.23 | 0 | 0 | 0 | 0
2001-08-21 | 4:30 | 20 | 0 | 0 | 0 | 2.6623 | 0 | 20 | 0 | 19.9997 | 18.3025 | 3.076 | 8.23 | 20 | 20 | 20 | 20 | 20 | 3.076 | 3.076 | 3.076 | 3.076 | 3.076 | 0 | 0 | 0 | 0 | 0 | 20 | 20 | 3.076 | 8.23 | 0 | 0 | 0 | 0
2001-08-21 | 4:40 | 20 | 0 | 0 | 0 | 2.6623 | 0 | 20 | 0 | 19.9997 | 18.3025 | 3.076 | 8.23 | 20 | 20 | 20 | 20 | 20 | 3.076 | 3.076 | 3.076 | 3.076 | 3.076 | 0 | 0 | 0 | 0 | 0 | 20 | 20 | 3.076 | 8.23 | 0 | 0 | 0 | 0
2001-08-21 | 4:50 | 20 | 0 | 0 | 0 | 2.6623 | 0 | 20 | 0 | 19.9997 | 18.3025 | 3.076 | 8.23 | 20 | 20 | 20 | 20 | 20 | 3.076 | 3.076 | 3.076 | 3.076 | 3.076 | 0 | 0 | 0 | 0 | 0 | 20 | 20 | 3.076 | 8.23 | 0 | 0 | 0 | 0
2001-08-21 | 5:00 | 20 | 0 | 0 | 0 | 2.6623 | 0 | 20 | 0 | 19.9997 | 18.3025 | 3.076 | 8.23 | 20 | 20 | 20 | 20 | 20 | 3.076 | 3.076 | 3.076 | 3.076 | 3.076 | 0 | 0 | 0 | 0 | 0 | 20 | 20 | 3.076 | 8.23 | 0 | 0 | 0 | 0
2001-08-21 | 5:10 | 20 | 0 | 0 | 0 | 2.6623 | 0 | 20 | 0 | 19.9997 | 18.3025 | 3.076 | 8.23 | 20 | 20 | 20 | 20 | 20 | 3.076 | 3.076 | 3.076 | 3.076 | 3.076 | 0 | 0 | 0 | 0 | 0 | 20 | 20 | 3.076 | 8.23 | 0 | 0 | 0 | 0
2001-08-21 | 5:20 | 20 | 0 | 0 | 0 | 2.6623 | 0 | 20 | 0 | 19.9997 | 18.3025 | 3.076 | 8.23 | 20 | 20 | 20 | 20 | 20 | 3.076 | 3.076 | 3.076 | 3.076 | 3.076 | 0 | 0 | 0 | 0 | 0 | 20 | 20 | 3.076 | 8.23 | 0 | 0 | 0 | 0
2001-08-21 | 5:30 | 20 | 0 | 0 | 0 | 2.6623 | 0 | 20 | 0 | 19.9997 | 18.3025 | 3.076 | 8.23 | 20 | 20 | 20 | 20 | 20 | 3.076 | 3.076 | 3.076 | 3.076 | 3.076 | 0 | 0 | 0 | 0 | 0 | 20 | 20 | 3.076 | 8.23 | 0 | 0 | 0 | 0
2001-08-21 | 5:40 | 20 | 0 | 0 | 0 | 2.6623 | 0 | 20 | 0 | 19.9997 | 18.3025 | 3.076 | 8.23 | 20 | 20 | 20 | 20 | 20 | 3.076 | 3.076 | 3.076 | 3.076 | 3.076 | 0 | 0 | 0 | 0 | 0 | 20 | 20 | 3.076 | 8.23 | 0 | 0 | 0 | 0
2001-08-21 | 5:50 | 20 | 0 | 0 | 0 | 2.6623 | 0 | 20 | 0 | 19.9997 | 18.3025 | 3.076 | 8.23 | 20 | 20 | 20 | 20 | 20 | 3.076 | 3.076 | 3.076 | 3.076 | 3.076 | 0 | 0 | 0 | 0 | 0 | 20 | 20 | 3.076 | 8.23 | 0 | 0 | 0 | 0
2001-08-21 | 6:00 | 20 | 0 | 0 | 0 | 2.6623 | 0 | 20 | 0 | 19.9997 | 18.3025 | 3.076 | 8.23 | 20 | 20 | 20 | 20 | 20 | 3.076 | 3.076 | 3.076 | 3.076 | 3.076 | 0 | 0 | 0 | 0 | 0 | 20 | 20 | 3.076 | 8.23 | 0 | 0 | 0 | 0
2001-08-21 | 6:10 | 20 | 0 | 0 | 0 | 2.6623 | 0 | 20 | 0 | 19.9997 | 18.3025 | 3.076 | 8.23 | 20 | 20 | 20 | 20 | 20 | 3.076 | 3.076 | 3.076 | 3.076 | 3.076 | 0 | 0 | 0 | 0 | 0 | 20 | 20 | 3.076 | 8.23 | 0 | 0 | 0 | 0
2001-08-21 | 6:20 | 20 | 0 | 23 | 0 | 2.6623 | 0 | 20 | 0 | 19.9997 | 18.3025 | 3.076 | 8.23 | 20 | 20 | 20 | 20 | 20 | 3.076 | 3.076 | 3.076 | 3.076 | 3.076 | 0 | 0 | 0 | 0 | 0 | 20 | 20 | 3.076 | 8.23 | 0 | 0 | 0 | 0
2001-08-21 | 6:30 | 20 | 0 | 120 | 0 | 2.6623 | 0 | 20 | 0 | 19.9997 | 18.3025 | 3.076 | 8.23 | 20 | 20 | 20 | 20 | 20 | 3.076 | 3.076 | 3.076 | 3.076 | 3.076 | 0 | 0 | 0 | 0 | 0 | 20 | 20 | 3.076 | 8.23 | 0 | 0 | 0 | 0
2001-08-21 | 6:40 | 20 | 0 | 233 | 0 | 2.6623 | 0 | 20 | 0 | 19.9997 | 18.3025 | 3.076 | 8.23 | 20 | 20 | 20 | 20 | 20 | 3.076 | 3.076 | 3.076 | 3.076 | 3.076 | 0 | 0 | 0 | 0 | 0 | 20 | 20 | 3.076 | 8.23 | 0 | 0 | 0 | 0
2001-08-21 | 6:50 | 20 | 0 | 332 | 0 | 2.6623 | 0 | 20 | 0 | 19.9997 | 18.3025 | 3.076 | 8.23 | 20 | 20 | 20 | 20 | 20 | 3.076 | 3.076 | 3.076 | 3.076 | 3.076 | 0 | 0 | 0 | 0 | 0 | 20 | 20 | 3.076 | 8.23 | 0 | 0 | 0 | 0
2001-08-21 | 7:00 | 20 | 0 | 415 | 0 | 2.6623 | 0 | 20 | 0 | 19.9997 | 18.3025 | 3.076 | 8.23 | 20 | 20 | 20 | 20 | 20 | 3.076 | 3.076 | 3.076 | 3.076 | 3.076 | 0 | 0 | 0 | 0 | 0 | 20 | 20 | 3.076 | 8.23 | 0 | 0 | 0 | 0
2001-08-21 | 7:10 | 20 | 0 | 487 | 0 | 2.6623 | 0 | 20 | 0 | 19.9997 | 18.3025 | 3.076 | 8.23 | 20 | 20 | 20 | 20 | 20 | 3.076 | 3.076 | 3.076 | 3.076 | 3.076 | 0 | 0 | 0 | 0 | 0 | 20 | 20 | 3.076 | 8.23 | 0 | 0 | 0 | 0
2001-08-21 | 7:20 | 20 | 0 | 543 | 0 | 2.6623 | 0 | 20 | 0 | 19.9997 | 18.3025 | 3.076 | 8.23 | 20 | 20 | 20 | 20 | 20 | 3.076 | 3.076 | 3.076 | 3.076 | 3.076 | 0 | 0 | 0 | 0 | 0 | 20 | 20 | 3.076 | 8.23 | 0 | 0 | 0 | 0
2001-08-21 | 7:30 | 20 | 0 | 592 | 0 | 2.6623 | 0 | 20 | 0 | 19.9997 | 18.3025 | 3.076 | 8.23 | 20 | 20 | 20 | 20 | 20 | 3.076 | 3.076 | 3.076 | 3.076 | 3.076 | 0 | 0 | 0 | 0 | 0 | 20 | 20 | 3.076 | 8.23 | 0 | 0 | 0 | 0
2001-08-21 | 7:40 | 20 | 0 | 633 | 0 | 2.6623 | 0 | 20 | 0 | 19.9997 | 18.3025 | 3.076 | 8.23 | 20 | 20 | 20 | 20 | 20 | 3.076 | 3.076 | 3.076 | 3.076 | 3.076 | 0 | 0 | 0 | 0 | 0 | 20 | 20 | 3.076 | 8.23 | 0 | 0 | 0 | 0
2001-08-21 | 7:50 | 20 | 0 | 666 | 0 | 2.6623 | 0 | 20 | 0 | 19.9997 | 18.3025 | 3.076 | 8.23 | 20 | 20 | 20 | 20 | 20 | 3.076 | 3.076 | 3.076 | 3.076 | 3.076 | 0 | 0 | 0 | 0 | 0 | 20 | 20 | 3.076 | 8.23 | 0 | 0 | 0 | 0
2001-08-21 | 8:00 | 20 | 0 | 696 | 0 | 2.6623 | 0 | 20 | 0 | 19.9997 | 18.3025 | 3.076 | 8.23 | 20 | 20 | 20 | 20 | 20 | 3.076 | 3.076 | 3.076 | 3.076 | 3.076 | 0 | 0 | 0 | 0 | 0 | 20 | 20 | 3.076 | 8.23 | 0 | 0 | 0 | 0
2001-08-21 | 8:10 | 20 | 0 | 722 | 0 | 2.6623 | 0 | 20 | 0 | 19.9997 | 18.3025 | 3.076 | 8.23 | 20 | 20 | 20 | 20 | 20 | 3.076 | 3.076 | 3.076 | 3.076 | 3.076 | 0 | 0 | 0 | 0 | 0 | 20 | 20 | 3.076 | 8.23 | 0 | 0 | 0 | 0
2001-08-21 | 8:20 | 20 | 0 | 744 | 0 | 2.6623 | 0 | 20 | 0 | 19.9997 | 18.3025 | 3.076 | 8.23 | 20 | 20 | 20 | 20 | 20 | 3.076 | 3.076 | 3.076 | 3.076 | 3.076 | 0 | 0 | 0 | 0 | 0 | 20 | 20 | 3.076 | 8.23 | 0 | 0 | 0 | 0
2001-08-21 | 8:30 | 20 | 0 | 763 | 0 | 2.6623 | 0 | 20 | 0 | 19.9997 | 18.3025 | 3.076 | 8.23 | 20 | 20 | 20 | 20 | 20 | 3.076 | 3.076 | 3.076 | 3.076 | 3.076 | 0 | 0 | 0 | 0 | 0 | 20 | 20 | 3.076 | 8.23 | 0 | 0 | 0 | 0
2001-08-21 | 8:40 | 20 | 0 | 780 | 0 | 2.6623 | 0 | 20 | 0 | 19.9997 | 18.3025 | 3.076 | 8.23 | 20 | 20 | 20 | 20 | 20 | 3.076 | 3.076 | 3.076 | 3.076 | 3.076 | 0 | 0 | 0 | 0 | 0 | 20 | 20 | 3.076 | 8.23 | 0 | 0 | 0 | 0
2001-08-21 | 8:50 | 20 | 0 | 796 | 0 | 2.6623 | 0 | 20 | 0 | 19.9997 | 18.3025 | 3.076 | 8.23 | 20 | 20 | 20 | 20 | 20 | 3.076 | 3.076 | 3.076 | 3.076 | 3.076 | 0 | 0 | 0 | 0 | 0 | 20 | 20 | 3.076 | 8.23 | 0 | 0 | 0 | 0
2001-08-21 | 9:00 | 20 | 0 | 809 | 0 | 0 | 2329.3908 | 20 | 3.858 | 19.9997 | 18.3025 | 3.076 | 8.23 | 20 | 20 | 20.1363 | 20 | 20 | 3.076 | 3.076 | 3.076 | 3.076 | 3.076 | 0 | 0 | 0 | 0 | 0 | 20.0091 | 20.009 | 3.076 | 8.23 | 3.013 | 0.11331 | 3.8823 | 3.8823
2001-08-21 | 9:10 | 20 | 0 | 821 | 0 | 0 | 9841.4936 | 20 | 15.84 | 19.9997 | 18.3025 | 3.076 | 8.23 | 20 | 20 | 20.5063 | 20 | 20.0623 | 3.076 | 3.076 | 3.076 | 3.076 | 3.076 | 0 | 0 | 0 | 0 | 0 | 20.0542 | 20.0538 | 3.076 | 8.23 | 10.9453 | 0.35401 | 16.4025 | 16.4025
2001-08-21 | 9:20 | 20 | 0 | 832 | 0 | 0 | 20362.4257 | 20 | 32.6879 | 19.9997 | 18.3025 | 3.076 | 8.23 | 20 | 20 | 20.8868 | 20 | 20.2888 | 3.076 | 3.076 | 3.076 | 3.076 | 3.076 | 0 | 0 | 0 | 0 | 0 | 20.1133 | 20.1124 | 3.076 | 8.23 | 20.415 | 0.58016 | 33.9374 | 33.9374
2001-08-21 | 9:30 | 20 | 0 | 841 | 0 | 0 | 33615.5929 | 20 | 53.7591 | 19.9997 | 18.3025 | 3.076 | 8.23 | 20 | 20 | 21.2178 | 20 | 20.7201 | 3.076 | 3.076 | 3.076 | 3.076 | 3.076 | 0 | 0 | 0 | 0 | 0 | 20.1934 | 20.1919 | 3.076 | 8.23 | 30.8525 | 0.78448 | 56.026 | 56.026
2001-08-21 | 9:40 | 20 | 0 | 850 | 0 | 0 | 49061.7079 | 20 | 78.5209 | 19.9997 | 18.3025 | 3.076 | 8.23 | 20 | 20 | 21.4366 | 20 | 21.3969 | 3.076 | 3.076 | 3.076 | 3.076 | 3.076 | 0 | 0 | 0 | 0 | 0 | 20.2708 | 20.2687 | 3.076 | 8.23 | 41.9595 | 0.96679 | 81.7695 | 81.7695
2001-08-21 | 9:50 | 20 | 0 | 858 | 0 | 0 | 66294.5027 | 20 | 106.2777 | 19.9997 | 18.3025 | 3.076 | 8.23 | 20 | 20 | 21.5391 | 20 | 22.2966 | 3.076 | 3.076 | 3.076 | 3.076 | 3.076 | 0 | 0 | 0 | 0 | 0 | 20.3499 | 20.3473 | 3.076 | 8.23 | 53.4507 | 1.1291 | 110.4908 | 110.4908
2001-08-21 | 10:00 | 20 | 0 | 864 | 0 | 0 | 84857.8193 | 20 | 136.2096 | 19.9997 | 18.3025 | 3.076 | 8.23 | 20 | 20 | 21.5756 | 20 | 23.3424 | 3.076 | 3.076 | 3.076 | 3.076 | 3.076 | 0 | 0 | 0 | 0 | 0 | 20.4294 | 20.4261 | 3.076 | 8.23 | 65.0482 | 1.2739 | 141.4297 | 141.4297
2001-08-21 | 10:10 | 20 | 0 | 871 | 0 | 0 | 104603.3248 | 20 | 168.1417 | 19.9998 | 18.3025 | 3.076 | 8.23 | 20 | 20 | 21.5512 | 20 | 24.5201 | 3.076 | 3.076 | 3.076 | 3.076 | 3.076 | 0 | 0 | 0 | 0 | 0 | 20.5091 | 20.5052 | 3.076 | 8.23 | 76.8135 | 1.4037 | 174.3389 | 174.3389
2001-08-21 | 10:20 | 20 | 0 | 876 | 0 | 0 | 124878.1768 | 20 | 200.9781 | 19.9998 | 18.3025 | 3.076 | 8.23 | 20 | 20 | 21.4638 | 20 | 25.7936 | 3.076 | 3.076 | 3.076 | 3.076 | 3.076 | 0 | 0 | 0 | 0 | 0 | 20.5869 | 20.5824 | 3.076 | 8.23 | 88.3819 | 1.5206 | 208.1303 | 208.1303
2001-08-21 | 10:30 | 20 | 0 | 882 | 0 | 0 | 145749.167 | 20 | 234.8218 | 19.9998 | 18.3025 | 3.076 | 8.23 | 20 | 20 | 21.3244 | 20 | 27.1554 | 3.076 | 3.076 | 3.076 | 3.076 | 3.076 | 0 | 0 | 0 | 0 | 0 | 20.6635 | 20.6585 | 3.076 | 8.23 | 99.9356 | 1.6265 | 242.9153 | 242.9153
2001-08-21 | 10:40 | 20 | 0 | 886 | 0 | 0 | 166457.5491 | 20 | 268.4328 | 19.9998 | 18.3025 | 3.076 | 8.23 | 20 | 20 | 21.1371 | 20 | 28.5568 | 3.076 | 3.076 | 3.076 | 3.076 | 3.076 | 0 | 0 | 0 | 0 | 0 | 20.7369 | 20.7313 | 3.076 | 8.23 | 111.0635 | 1.7229 | 277.4292 | 277.4292
2001-08-21 | 10:50 | 20 | 0 | 890 | 0 | 0 | 187043.0819 | 20 | 301.8714 | 19.9998 | 18.3025 | 3.076 | 8.23 | 20 | 20 | 20.9164 | 20 | 29.9854 | 3.076 | 3.076 | 3.076 | 3.076 | 3.076 | 0 | 0 | 0 | 0 | 0 | 20.8076 | 20.8015 | 3.076 | 8.23 | 121.9069 | 1.8112 | 311.7385 | 311.7385
2001-08-21 | 11:00 | 20 | 0 | 894 | 0 | 0 | 207223.7588 | 20 | 334.787 | 19.9998 | 18.3025 | 3.076 | 8.23 | 20 | 20 | 20.6764 | 20 | 31.4144 | 3.076 | 3.076 | 3.076 | 3.076 | 3.076 | 0 | 0 | 0 | 0 | 0 | 20.866 | 20.8594 | 3.076 | 8.23 | 132.4155 | 1.8924 | 345.3729 | 345.3729
2001-08-21 | 11:10 | 20 | 0 | 897 | 0 | 0 | 226759.9883 | 20 | 366.449 | 19.9998 | 18.3025 | 3.076 | 8.23 | 20 | 20 | 20.4348 | 20 | 32.7997 | 3.076 | 3.076 | 3.076 | 3.076 | 3.076 | 0 | 0 | 0 | 0 | 0 | 20.9388 | 20.9316 | 3.076 | 8.23 | 142.3822 | 1.9675 | 377.9333 | 377.9333
2001-08-21 | 11:20 | 20 | 0 | 900 | 0 | 0 | 245427.8675 | 20 | 396.9042 | 19.9998 | 18.3025 | 3.076 | 8.23 | 20 | 20 | 20.2167 | 20 | 34.1181 | 3.076 | 3.076 | 3.076 | 3.076 | 3.076 | 0 | 0 | 0 | 0 | 0 | 20.9921 | 20.9845 | 3.076 | 8.23 | 151.8987 | 2.0371 | 409.0464 | 409.0464
2001-08-21 | 11:30 | 20 | 0 | 902 | 0 | 0 | 262957.7792 | 20 | 425.4343 | 19.9998 | 18.3025 | 3.076 | 8.23 | 20 | 20 | 20.0554 | 20 | 35.3101 | 3.076 | 3.076 | 3.076 | 3.076 | 3.076 | 0 | 0 | 0 | 0 | 0 | 21.0475 | 21.0395 | 3.076 | 8.23 | 160.7513 | 2.1022 | 438.263 | 438.263
2001-08-21 | 11:40 | 20 | 0 | 904 | 0 | 0 | 279429.837 | 20 | 452.2272 | 19.9998 | 18.3025 | 3.076 | 8.23 | 20 | 20 | 20.0001 | 20 | 36.3333 | 3.076 | 3.076 | 3.076 | 3.076 | 3.076 | 0 | 0 | 0 | 0 | 0 | 21.1009 | 21.0925 | 3.076 | 8.23 | 169.065 | 2.1631 | 465.7164 | 465.7164
2001-08-21 | 11:50 | 20 | 0 | 906 | 0 | 0 | 294697.487 | 20 | 477.0822 | 19.9998 | 18.3025 | 3.076 | 8.23 | 20 | 20 | 20 | 20 | 37.2303 | 3.076 | 3.076 | 3.076 | 3.076 | 3.076 | 0 | 0 | 0 | 0 | 0 | 21.1511 | 21.1423 | 3.076 | 8.23 | 176.8078 | 2.2203 | 491.1625 | 491.1625
2001-08-21 | 12:00 | 20 | 0 | 907 | 0 | 0 | 308352.6036 | 20 | 499.2717 | 19.9998 | 18.3025 | 3.076 | 8.23 | 20 | 20 | 20 | 20 | 38.0321 | 3.076 | 3.076 | 3.076 | 3.076 | 3.076 | 0 | 0 | 0 | 0 | 0 | 21.1967 | 21.1876 | 3.076 | 8.23 | 183.7481 | 2.2744 | 513.921 | 513.921
2001-08-21 | 12:10 | 20 | 0 | 908 | 0 | 0 | 320586.5489 | 20 | 519.144 | 19.9998 | 18.3025 | 3.076 | 8.23 | 20 | 20 | 20 | 20 | 38.7502 | 3.076 | 3.076 | 3.076 | 3.076 | 3.076 | 0 | 0 | 0 | 0 | 0 | 21.2381 | 21.2287 | 3.076 | 8.23 | 190.0483 | 2.3256 | 534.3109 | 534.3109
2001-08-21 | 12:20 | 20 | 0 | 909 | 0 | 0 | 331299.3883 | 20 | 536.5647 | 19.9998 | 18.3025 | 3.076 | 8.23 | 20 | 20 | 20 | 20 | 39.3785 | 3.076 | 3.076 | 3.076 | 3.076 | 3.076 | 0 | 0 | 0 | 0 | 0 | 21.2756 | 21.2658 | 3.076 | 8.23 | 195.6859 | 2.3742 | 552.1656 | 552.1656
2001-08-21 | 12:30 | 20 | 0 | 910 | 0 | 0 | 340463.097 | 20 | 551.4146 | 19.9998 | 18.3025 | 3.076 | 8.23 | 20 | 20 | 20 | 20 | 39.9154 | 3.076 | 3.076 | 3.076 | 3.076 | 3.076 | 0 | 0 | 0 | 0 | 0 | 21.3089 | 21.2989 | 3.076 | 8.23 | 200.6408 | 2.4207 | 567.4385 | 567.4385
2001-08-21 | 12:40 | 20 | 0 | 910 | 0 | 0 | 347540.6351 | 20 | 562.9638 | 19.9998 | 18.3025 | 3.076 | 8.23 | 20 | 20 | 20 | 20 | 40.3332 | 3.076 | 3.076 | 3.076 | 3.076 | 3.076 | 0 | 0 | 0 | 0 | 0 | 21.3275 | 21.3174 | 3.076 | 8.23 | 204.668 | 2.465 | 579.2344 | 579.2344
2001-08-21 | 12:50 | 20 | 0 | 910 | 0 | 0 | 342213.9987 | 20 | 553.9644 | 19.9998 | 18.3025 | 3.076 | 8.23 | 20 | 20 | 20 | 20 | 40.0129 | 3.076 | 3.076 | 3.076 | 3.076 | 3.076 | 0 | 0 | 0 | 0 | 0 | 21.3266 | 21.3165 | 3.076 | 8.23 | 201.5107 | 2.4298 | 570.3567 | 570.3567
2001-08-21 | 13:00 | 20 | 0 | 909 | 0 | 0 | 333508.3282 | 20 | 539.6524 | 19.9998 | 18.3025 | 3.076 | 8.23 | 20 | 20 | 20 | 20 | 39.4959 | 3.076 | 3.076 | 3.076 | 3.076 | 3.076 | 0 | 0 | 0 | 0 | 0 | 21.3106 | 21.3006 | 3.076 | 8.23 | 196.6979 | 2.3838 | 555.8472 | 555.8472
2001-08-21 | 13:10 | 20 | 0 | 908 | 0 | 0 | 323085.4957 | 20 | 522.7408 | 19.9998 | 18.3025 | 3.076 | 8.23 | 20 | 20 | 20 | 20 | 38.8855 | 3.076 | 3.076 | 3.076 | 3.076 | 3.076 | 0 | 0 | 0 | 0 | 0 | 21.2721 | 21.2624 | 3.076 | 8.23 | 191.1962 | 2.3356 | 538.4758 | 538.4758
2001-08-21 | 13:20 | 20 | 0 | 907 | 0 | 0 | 311151.5045 | 20 | 503.3569 | 19.9998 | 18.3025 | 3.076 | 8.23 | 20 | 20 | 20 | 20 | 38.1844 | 3.076 | 3.076 | 3.076 | 3.076 | 3.076 | 0 | 0 | 0 | 0 | 0 | 21.233 | 21.2236 | 3.076 | 8.23 | 185.0293 | 2.2849 | 518.5858 | 518.5858
2001-08-21 | 13:30 | 20 | 0 | 906 | 0 | 0 | 297805.3431 | 20 | 481.6252 | 19.9998 | 18.3025 | 3.076 | 8.23 | 20 | 20 | 20 | 20 | 37.3997 | 3.076 | 3.076 | 3.076 | 3.076 | 3.076 | 0 | 0 | 0 | 0 | 0 | 21.1908 | 21.1817 | 3.076 | 8.23 | 178.2166 | 2.2315 | 496.3422 | 496.3422
2001-08-21 | 13:40 | 20 | 0 | 904 | 0 | 0 | 282808.1215 | 20 | 457.1971 | 19.9998 | 18.3025 | 3.076 | 8.23 | 20 | 20 | 20 | 20 | 36.5176 | 3.076 | 3.076 | 3.076 | 3.076 | 3.076 | 0 | 0 | 0 | 0 | 0 | 21.144 | 21.1353 | 3.076 | 8.23 | 170.5971 | 2.1749 | 471.3469 | 471.3469
2001-08-21 | 13:50 | 20 | 0 | 902 | 0 | 0 | 266595.8535 | 20 | 430.7939 | 19.9998 | 18.3025 | 3.076 | 8.23 | 20 | 20.0334 | 20 | 20 | 35.5307 | 3.076 | 3.076 | 3.076 | 3.076 | 3.076 | 0 | 0 | 0 | 0 | 0 | 21.0933 | 21.085 | 3.076 | 8.23 | 162.4006 | 2.1148 | 444.3264 | 444.3264
2001-08-21 | 14:00 | 20 | 0 | 900 | 0 | 0 | 249266.0733 | 20 | 402.6073 | 19.9998 | 18.3025 | 3.076 | 8.23 | 20 | 20.1774 | 20 | 20 | 34.3675 | 3.076 | 3.076 | 3.076 | 3.076 | 3.076 | 0 | 0 | 0 | 0 | 0 | 21.0391 | 21.0311 | 3.076 | 8.23 | 153.6571 | 2.0506 | 415.4435 | 415.4435
2001-08-21 | 14:10 | 20 | 0 | 897 | 0 | 0 | 230736.3435 | 20 | 372.441 | 19.9998 | 18.3025 | 3.076 | 8.23 | 20 | 20.3869 | 20 | 20 | 33.0685 | 3.076 | 3.076 | 3.076 | 3.076 | 3.076 | 0 | 0 | 0 | 0 | 0 | 20.9805 | 20.973 | 3.076 | 8.23 | 144.2399 | 1.9819 | 384.5606 | 384.5606
2001-08-21 | 14:20 | 20 | 0 | 894 | 0 | 0 | 211355.4129 | 20 | 341.0264 | 19.9998 | 18.3025 | 3.076 | 8.23 | 20 | 20.6257 | 20 | 20 | 31.6951 | 3.076 | 3.076 | 3.076 | 3.076 | 3.076 | 0 | 0 | 0 | 0 | 0 | 20.9082 | 20.9013 | 3.076 | 8.23 | 134.3692 | 1.908 | 352.259 | 352.259
2001-08-21 | 14:30 | 20 | 0 | 891 | 0 | 0 | 191496.655 | 20 | 308.632 | 19.9998 | 18.3025 | 3.076 | 8.23 | 20 | 20.8683 | 20 | 20 | 30.2824 | 3.076 | 3.076 | 3.076 | 3.076 | 3.076 | 0 | 0 | 0 | 0 | 0 | 20.8509 | 20.8444 | 3.076 | 8.23 | 124.0827 | 1.8281 | 319.1611 | 319.1611
2001-08-21 | 14:40 | 20 | 0 | 887 | 0 | 0 | 170900.8279 | 20 | 275.2616 | 19.9998 | 18.3025 | 3.076 | 8.23 | 20 | 21.0943 | 20 | 20 | 28.851 | 3.076 | 3.076 | 3.076 | 3.076 | 3.076 | 0 | 0 | 0 | 0 | 0 | 20.773 | 20.7672 | 3.076 | 8.23 | 113.2994 | 1.7414 | 284.8347 | 284.8347
2001-08-21 | 14:50 | 20 | 0 | 882 | 0 | 0 | 150023.9694 | 20 | 241.3734 | 19.9998 | 18.3025 | 3.076 | 8.23 | 20 | 21.2881 | 20 | 20 | 27.4332 | 3.076 | 3.076 | 3.076 | 3.076 | 3.076 | 0 | 0 | 0 | 0 | 0 | 20.6993 | 20.6939 | 3.076 | 8.23 | 102.106 | 1.6467 | 250.0399 | 250.0399
2001-08-21 | 15:00 | 20 | 0 | 877 | 0 | 0 | 129266.2377 | 20 | 207.7022 | 19.9998 | 18.3025 | 3.076 | 8.23 | 20 | 21.4389 | 20 | 20 | 26.0661 | 3.076 | 3.076 | 3.076 | 3.076 | 3.076 | 0 | 0 | 0 | 0 | 0 | 20.6241 | 20.6194 | 3.076 | 8.23 | 90.7007 | 1.5428 | 215.4437 | 215.4437
2001-08-21 | 15:10 | 20 | 0 | 872 | 0 | 0 | 108884.6853 | 20 | 174.6805 | 19.9998 | 18.3025 | 3.076 | 8.23 | 20 | 21.5379 | 20 | 20 | 24.7742 | 3.076 | 3.076 | 3.076 | 3.076 | 3.076 | 0 | 0 | 0 | 0 | 0 | 20.5472 | 20.5431 | 3.076 | 8.23 | 79.1525 | 1.4283 | 181.4745 | 181.4745
2001-08-21 | 15:20 | 20 | 0 | 865 | 0 | 0 | 88958.7203 | 20 | 142.4473 | 19.9997 | 18.3025 | 3.076 | 8.23 | 20 | 21.5749 | 20 | 20 | 23.5729 | 3.076 | 3.076 | 3.076 | 3.076 | 3.076 | 0 | 0 | 0 | 0 | 0 | 20.468 | 20.4644 | 3.076 | 8.23 | 67.3838 | 1.3012 | 148.2645 | 148.2645
2001-08-21 | 15:30 | 20 | 0 | 858 | 0 | 0 | 70090.0085 | 20 | 111.9853 | 19.9997 | 18.3025 | 3.076 | 8.23 | 20 | 21.5497 | 20 | 20 | 22.4975 | 3.076 | 3.076 | 3.076 | 3.076 | 3.076 | 0 | 0 | 0 | 0 | 0 | 20.3881 | 20.3852 | 3.076 | 8.23 | 55.6995 | 1.1596 | 116.8167 | 116.8167
2001-08-21 | 15:40 | 20 | 0 | 851 | 0 | 0 | 52629.1405 | 20 | 83.8304 | 19.9997 | 18.3025 | 3.076 | 8.23 | 20 | 21.4621 | 20 | 20 | 21.5692 | 3.076 | 3.076 | 3.076 | 3.076 | 3.076 | 0 | 0 | 0 | 0 | 0 | 20.3088 | 20.3064 | 3.076 | 8.23 | 44.2171 | 1.001 | 87.7152 | 87.7152
2001-08-21 | 15:50 | 20 | 0 | 843 | 0 | 0 | 36844.6283 | 20 | 58.4867 | 19.9997 | 18.3025 | 3.076 | 8.23 | 20 | 21.2753 | 20 | 20 | 20.8402 | 3.076 | 3.076 | 3.076 | 3.076 | 3.076 | 0 | 0 | 0 | 0 | 0 | 20.2312 | 20.2294 | 3.076 | 8.23 | 33.0539 | 0.82297 | 61.4077 | 61.4077
2001-08-21 | 16:00 | 20 | 0 | 833 | 0 | 0 | 23172.4263 | 20 | 36.5763 | 19.9997 | 18.3025 | 3.076 | 8.23 | 20 | 20.9631 | 20 | 20 | 20.3622 | 3.076 | 3.076 | 3.076 | 3.076 | 3.076 | 0 | 0 | 0 | 0 | 0 | 20.1573 | 20.1561 | 3.076 | 8.23 | 22.4301 | 0.62318 | 38.6207 | 38.6207
2001-08-21 | 16:10 | 20 | 0 | 822 | 0 | 0 | 12125.5419 | 20 | 18.8336 | 19.9997 | 18.3025 | 3.076 | 8.23 | 20 | 20.5894 | 20 | 20 | 20.0963 | 3.076 | 3.076 | 3.076 | 3.076 | 3.076 | 0 | 0 | 0 | 0 | 0 | 20.1001 | 20.0994 | 3.076 | 8.23 | 12.7316 | 0.40119 | 20.2092 | 20.2092
2001-08-21 | 16:20 | 20 | 0 | 811 | 0 | 0 | 3910.1506 | 20 | 5.8537 | 19.9997 | 18.3025 | 3.076 | 8.23 | 20 | 20.2132 | 20 | 20 | 20.0022 | 3.076 | 3.076 | 3.076 | 3.076 | 3.076 | 0 | 0 | 0 | 0 | 0 | 20.0454 | 20.0451 | 3.076 | 8.23 | 4.4511 | 0.16216 | 6.5169 | 6.5169
2001-08-21 | 16:30 | 20 | 0 | 797 | 0 | 0 | 129.0001 | 20 | 0 | 19.9997 | 18.3025 | 3.076 | 8.23 | 20 | 20.0028 | 20 | 20 | 20 | 3.076 | 3.076 | 3.076 | 3.076 | 3.076 | 0 | 0 | 0 | 0 | 0 | 20.0113 | 20.0113 | 3.076 | 8.23 | 0 | 0 | 0.215 | 0.215
2001-08-21 | 16:40 | 20 | 0 | 783 | 0 | 0 | 68.8646 | 20 | 0 | 19.9997 | 18.3025 | 3.076 | 8.23 | 20 | 20.0018 | 20 | 20 | 20 | 3.076 | 3.076 | 3.076 | 3.076 | 3.076 | 0 | 0 | 0 | 0 | 0 | 20.0057 | 20.0056 | 3.076 | 8.23 | 0 | 0 | 0.11477 | 0.11477
2001-08-21 | 16:50 | 20 | 0 | 765 | 0 | 0 | 36.6275 | 20 | 0 | 19.9997 | 18.3025 | 3.076 | 8.23 | 20 | 20.0011 | 20 | 20 | 20 | 3.076 | 3.076 | 3.076 | 3.076 | 3.076 | 0 | 0 | 0 | 0 | 0 | 20.0028 | 20.0028 | 3.076 | 8.23 | 0 | 0 | 0.061046 | 0.061046
2001-08-21 | 17:00 | 20 | 0 | 746 | 0 | 0 | 19.1659 | 20 | 0 | 19.9997 | 18.3025 | 3.076 | 8.23 | 20 | 20.0007 | 20 | 20 | 20 | 3.076 | 3.076 | 3.076 | 3.076 | 3.076 | 0 | 0 | 0 | 0 | 0 | 20.0014 | 20.0014 | 3.076 | 8.23 | 0 | 0 | 0.031943 | 0.031943
2001-08-21 | 17:10 | 20 | 0 | 725 | 0 | 0 | 9.6035 | 20 | 0 | 19.9997 | 18.3025 | 3.076 | 8.23 | 20 | 20.0004 | 20 | 20 | 20 | 3.076 | 3.076 | 3.076 | 3.076 | 3.076 | 0 | 0 | 0 | 0 | 0 | 20.0007 | 20.0007 | 3.076 | 8.23 | 0 | 0 | 0.016006 | 0.016006
2001-08-21 | 17:20 | 20 | 0 | 700 | 0 | 0 | 4.3075 | 20 | 0 | 19.9997 | 18.3025 | 3.076 | 8.23 | 20 | 20.0003 | 20 | 20 | 20 | 3.076 | 3.076 | 3.076 | 3.076 | 3.076 | 0 | 0 | 0 | 0 | 0 | 20.0003 | 20.0003 | 3.076 | 8.23 | 0 | 0 | 0.0071791 | 0.0071791
2001-08-21 | 17:30 | 20 | 0 | 670 | 0 | 0 | 1.3407 | 20 | 0 | 19.9997 | 18.3025 | 3.076 | 8.23 | 20 | 20.0002 | 20 | 20 | 20 | 3.076 | 3.076 | 3.076 | 3.076 | 3.076 | 0 | 0 | 0 | 0 | 0 | 20.0002 | 20.0002 | 3.076 | 8.23 | 0 | 0 | 0.0022345 | 0.0022345
2001-08-21 | 17:40 | 20 | 0 | 636 | 0 | 0.34001 | 0 | 20 | 0 | 19.9997 | 18.3025 | 3.076 | 8.23 | 20 | 20.0001 | 20 | 20 | 20 | 3.076 | 3.076 | 3.076 | 3.076 | 3.076 | 0 | 0 | 0 | 0 | 0 | 20.0001 | 20.0001 | 3.076 | 8.23 | 0 | 0 | 0 | 0
2001-08-21 | 17:50 | 20 | 0 | 598 | 0 | 1.3025 | 0 | 20 | 0 | 19.9997 | 18.3025 | 3.076 | 8.23 | 20 | 20.0001 | 20 | 20 | 20 | 3.076 | 3.076 | 3.076 | 3.076 | 3.076 | 0 | 0 | 0 | 0 | 0 | 20 | 20 | 3.076 | 8.23 | 0 | 0 | 0 | 0
2001-08-21 | 18:00 | 20 | 0 | 550 | 0 | 1.8595 | 0 | 20 | 0 | 19.9997 | 18.3025 | 3.076 | 8.23 | 20 | 20 | 20 | 20 | 20 | 3.076 | 3.076 | 3.076 | 3.076 | 3.076 | 0 | 0 | 0 | 0 | 0 | 20 | 20 | 3.076 | 8.23 | 0 | 0 | 0 | 0
2001-08-21 | 18:10 | 20 | 0 | 493 | 0 | 2.1847 | 0 | 20 | 0 | 19.9997 | 18.3025 | 3.076 | 8.23 | 20 | 20 | 20 | 20 | 20 | 3.076 | 3.076 | 3.076 | 3.076 | 3.076 | 0 | 0 | 0 | 0 | 0 | 20 | 20 | 3.076 | 8.23 | 0 | 0 | 0 | 0
2001-08-21 | 18:20 | 20 | 0 | 426 | 0 | 2.3764 | 0 | 20 | 0 | 19.9997 | 18.3025 | 3.076 | 8.23 | 20 | 20 | 20 | 20 | 20 | 3.076 | 3.076 | 3.076 | 3.076 | 3.076 | 0 | 0 | 0 | 0 | 0 | 20 | 20 | 3.076 | 8.23 | 0 | 0 | 0 | 0
2001-08-21 | 18:30 | 20 | 0 | 341 | 0 | 2.4902 | 0 | 20 | 0 | 19.9997 | 18.3025 | 3.076 | 8.23 | 20 | 20 | 20 | 20 | 20 | 3.076 | 3.076 | 3.076 | 3.076 | 3.076 | 0 | 0 | 0 | 0 | 0 | 20 | 20 | 3.076 | 8.23 | 0 | 0 | 0 | 0
2001-08-21 | 18:40 | 20 | 0 | 243 | 0 | 2.5582 | 0 | 20 | 0 | 19.9997 | 18.3025 | 3.076 | 8.23 | 20 | 20 | 20 | 20 | 20 | 3.076 | 3.076 | 3.076 | 3.076 | 3.076 | 0 | 0 | 0 | 0 | 0 | 20 | 20 | 3.076 | 8.23 | 0 | 0 | 0 | 0
2001-08-21 | 18:50 | 20 | 0 | 131 | 0 | 2.599 | 0 | 20 | 0 | 19.9997 | 18.3025 | 3.076 | 8.23 | 20 | 20 | 20 | 20 | 20 | 3.076 | 3.076 | 3.076 | 3.076 | 3.076 | 0 | 0 | 0 | 0 | 0 | 20 | 20 | 3.076 | 8.23 | 0 | 0 | 0 | 0
2001-08-21 | 19:00 | 20 | 0 | 34 | 0 | 2.6237 | 0 | 20 | 0 | 19.9997 | 18.3025 | 3.076 | 8.23 | 20 | 20 | 20 | 20 | 20 | 3.076 | 3.076 | 3.076 | 3.076 | 3.076 | 0 | 0 | 0 | 0 | 0 | 20 | 20 | 3.076 | 8.23 | 0 | 0 | 0 | 0
2001-08-21 | 19:10 | 20 | 0 | 0 | 0 | 2.6387 | 0 | 20 | 0 | 19.9997 | 18.3025 | 3.076 | 8.23 | 20 | 20 | 20 | 20 | 20 | 3.076 | 3.076 | 3.076 | 3.076 | 3.076 | 0 | 0 | 0 | 0 | 0 | 20 | 20 | 3.076 | 8.23 | 0 | 0 | 0 | 0
2001-08-21 | 19:20 | 20 | 0 | 0 | 0 | 2.6478 | 0 | 20 | 0 | 19.9997 | 18.3025 | 3.076 | 8.23 | 20 | 20 | 20 | 20 | 20 | 3.076 | 3.076 | 3.076 | 3.076 | 3.076 | 0 | 0 | 0 | 0 | 0 | 20 | 20 | 3.076 | 8.23 | 0 | 0 | 0 | 0
2001-08-21 | 19:30 | 20 | 0 | 0 | 0 | 2.6534 | 0 | 20 | 0 | 19.9997 | 18.3025 | 3.076 | 8.23 | 20 | 20 | 20 | 20 | 20 | 3.076 | 3.076 | 3.076 | 3.076 | 3.076 | 0 | 0 | 0 | 0 | 0 | 20 | 20 | 3.076 | 8.23 | 0 | 0 | 0 | 0
2001-08-21 | 19:40 | 20 | 0 | 0 | 0 | 2.6568 | 0 | 20 | 0 | 19.9997 | 18.3025 | 3.076 | 8.23 | 20 | 20 | 20 | 20 | 20 | 3.076 | 3.076 | 3.076 | 3.076 | 3.076 | 0 | 0 | 0 | 0 | 0 | 20 | 20 | 3.076 | 8.23 | 0 | 0 | 0 | 0
2001-08-21 | 19:50 | 20 | 0 | 0 | 0 | 2.6589 | 0 | 20 | 0 | 19.9997 | 18.3025 | 3.076 | 8.23 | 20 | 20 | 20 | 20 | 20 | 3.076 | 3.076 | 3.076 | 3.076 | 3.076 | 0 | 0 | 0 | 0 | 0 | 20 | 20 | 3.076 | 8.23 | 0 | 0 | 0 | 0
2001-08-21 | 20:00 | 20 | 0 | 0 | 0 | 2.6602 | 0 | 20 | 0 | 19.9997 | 18.3025 | 3.076 | 8.23 | 20 | 20 | 20 | 20 | 20 | 3.076 | 3.076 | 3.076 | 3.076 | 3.076 | 0 | 0 | 0 | 0 | 0 | 20 | 20 | 3.076 | 8.23 | 0 | 0 | 0 | 0
2001-08-21 | 20:10 | 20 | 0 | 0 | 0 | 2.661 | 0 | 20 | 0 | 19.9997 | 18.3025 | 3.076 | 8.23 | 20 | 20 | 20 | 20 | 20 | 3.076 | 3.076 | 3.076 | 3.076 | 3.076 | 0 | 0 | 0 | 0 | 0 | 20 | 20 | 3.076 | 8.23 | 0 | 0 | 0 | 0
2001-08-21 | 20:20 | 20 | 0 | 0 | 0 | 2.6615 | 0 | 20 | 0 | 19.9997 | 18.3025 | 3.076 | 8.23 | 20 | 20 | 20 | 20 | 20 | 3.076 | 3.076 | 3.076 | 3.076 | 3.076 | 0 | 0 | 0 | 0 | 0 | 20 | 20 | 3.076 | 8.23 | 0 | 0 | 0 | 0
2001-08-21 | 20:30 | 20 | 0 | 0 | 0 | 2.6618 | 0 | 20 | 0 | 19.9997 | 18.3025 | 3.076 | 8.23 | 20 | 20 | 20 | 20 | 20 | 3.076 | 3.076 | 3.076 | 3.076 | 3.076 | 0 | 0 | 0 | 0 | 0 | 20 | 20 | 3.076 | 8.23 | 0 | 0 | 0 | 0
2001-08-21 | 20:40 | 20 | 0 | 0 | 0 | 2.662 | 0 | 20 | 0 | 19.9997 | 18.3025 | 3.076 | 8.23 | 20 | 20 | 20 | 20 | 20 | 3.076 | 3.076 | 3.076 | 3.076 | 3.076 | 0 | 0 | 0 | 0 | 0 | 20 | 20 | 3.076 | 8.23 | 0 | 0 | 0 | 0
2001-08-21 | 20:50 | 20 | 0 | 0 | 0 | 2.6621 | 0 | 20 | 0 | 19.9997 | 18.3025 | 3.076 | 8.23 | 20 | 20 | 20 | 20 | 20 | 3.076 | 3.076 | 3.076 | 3.076 | 3.076 | 0 | 0 | 0 | 0 | 0 | 20 | 20 | 3.076 | 8.23 | 0 | 0 | 0 | 0
2001-08-21 | 21:00 | 20 | 0 | 0 | 0 | 2.6622 | 0 | 20 | 0 | 19.9997 | 18.3025 | 3.076 | 8.23 | 20 | 20 | 20 | 20 | 20 | 3.076 | 3.076 | 3.076 | 3.076 | 3.076 | 0 | 0 | 0 | 0 | 0 | 20 | 20 | 3.076 | 8.23 | 0 | 0 | 0 | 0
2001-08-21 | 21:10 | 20 | 0 | 0 | 0 | 2.6622 | 0 | 20 | 0 | 19.9997 | 18.3025 | 3.076 | 8.23 | 20 | 20 | 20 | 20 | 20 | 3.076 | 3.076 | 3.076 | 3.076 | 3.076 | 0 | 0 | 0 | 0 | 0 | 20 | 20 | 3.076 | 8.23 | 0 | 0 | 0 | 0
2001-08-21 | 21:20 | 20 | 0 | 0 | 0 | 2.6622 | 0 | 20 | 0 | 19.9997 | 18.3025 | 3.076 | 8.23 | 20 | 20 | 20 | 20 | 20 | 3.076 | 3.076 | 3.076 | 3.076 | 3.076 | 0 | 0 | 0 | 0 | 0 | 20 | 20 | 3.076 | 8.23 | 0 | 0 | 0 | 0
2001-08-21 | 21:30 | 20 | 0 | 0 | 0 | 2.6623 | 0 | 20 | 0 | 19.9997 | 18.3025 | 3.076 | 8.23 | 20 | 20 | 20 | 20 | 20 | 3.076 | 3.076 | 3.076 | 3.076 | 3.076 | 0 | 0 | 0 | 0 | 0 | 20 | 20 | 3.076 | 8.23 | 0 | 0 | 0 | 0
2001-08-21 | 21:40 | 20 | 0 | 0 | 0 | 2.6623 | 0 | 20 | 0 | 19.9997 | 18.3025 | 3.076 | 8.23 | 20 | 20 | 20 | 20 | 20 | 3.076 | 3.076 | 3.076 | 3.076 | 3.076 | 0 | 0 | 0 | 0 | 0 | 20 | 20 | 3.076 | 8.23 | 0 | 0 | 0 | 0
2001-08-21 | 21:50 | 20 | 0 | 0 | 0 | 2.6623 | 0 | 20 | 0 | 19.9997 | 18.3025 | 3.076 | 8.23 | 20 | 20 | 20 | 20 | 20 | 3.076 | 3.076 | 3.076 | 3.076 | 3.076 | 0 | 0 | 0 | 0 | 0 | 20 | 20 | 3.076 | 8.23 | 0 | 0 | 0 | 0
2001-08-21 | 22:00 | 20 | 0 | 0 | 0 | 2.6623 | 0 | 20 | 0 | 19.9997 | 18.3025 | 3.076 | 8.23 | 20 | 20 | 20 | 20 | 20 | 3.076 | 3.076 | 3.076 | 3.076 | 3.076 | 0 | 0 | 0 | 0 | 0 | 20 | 20 | 3.076 | 8.23 | 0 | 0 | 0 | 0
2001-08-21 | 22:10 | 20 | 0 | 0 | 0 | 2.6623 | 0 | 20 | 0 | 19.9997 | 18.3025 | 3.076 | 8.23 | 20 | 20 | 20 | 20 | 20 | 3.076 | 3.076 | 3.076 | 3.076 | 3.076 | 0 | 0 | 0 | 0 | 0 | 20 | 20 | 3.076 | 8.23 | 0 | 0 | 0 | 0
2001-08-21 | 22:20 | 20 | 0 | 0 | 0 | 2.6623 | 0 | 20 | 0 | 19.9997 | 18.3025 | 3.076 | 8.23 | 20 | 20 | 20 | 20 | 20 | 3.076 | 3.076 | 3.076 | 3.076 | 3.076 | 0 | 0 | 0 | 0 | 0 | 20 | 20 | 3.076 | 8.23 | 0 | 0 | 0 | 0
2001-08-21 | 22:30 | 20 | 0 | 0 | 0 | 2.6623 | 0 | 20 | 0 | 19.9997 | 18.3025 | 3.076 | 8.23 | 20 | 20 | 20 | 20 | 20 | 3.076 | 3.076 | 3.076 | 3.076 | 3.076 | 0 | 0 | 0 | 0 | 0 | 20 | 20 | 3.076 | 8.23 | 0 | 0 | 0 | 0
2001-08-21 | 22:40 | 20 | 0 | 0 | 0 | 2.6623 | 0 | 20 | 0 | 19.9997 | 18.3025 | 3.076 | 8.23 | 20 | 20 | 20 | 20 | 20 | 3.076 | 3.076 | 3.076 | 3.076 | 3.076 | 0 | 0 | 0 | 0 | 0 | 20 | 20 | 3.076 | 8.23 | 0 | 0 | 0 | 0
2001-08-21 | 22:50 | 20 | 0 | 0 | 0 | 2.6623 | 0 | 20 | 0 | 19.9997 | 18.3025 | 3.076 | 8.23 | 20 | 20 | 20 | 20 | 20 | 3.076 | 3.076 | 3.076 | 3.076 | 3.076 | 0 | 0 | 0 | 0 | 0 | 20 | 20 | 3.076 | 8.23 | 0 | 0 | 0 | 0
2001-08-21 | 23:00 | 20 | 0 | 0 | 0 | 2.6623 | 0 | 20 | 0 | 19.9997 | 18.3025 | 3.076 | 8.23 | 20 | 20 | 20 | 20 | 20 | 3.076 | 3.076 | 3.076 | 3.076 | 3.076 | 0 | 0 | 0 | 0 | 0 | 20 | 20 | 3.076 | 8.23 | 0 | 0 | 0 | 0
2001-08-21 | 23:10 | 20 | 0 | 0 | 0 | 2.6623 | 0 | 20 | 0 | 19.9997 | 18.3025 | 3.076 | 8.23 | 20 | 20 | 20 | 20 | 20 | 3.076 | 3.076 | 3.076 | 3.076 | 3.076 | 0 | 0 | 0 | 0 | 0 | 20 | 20 | 3.076 | 8.23 | 0 | 0 | 0 | 0
2001-08-21 | 23:20 | 20 | 0 | 0 | 0 | 2.6623 | 0 | 20 | 0 | 19.9997 | 18.3025 | 3.076 | 8.23 | 20 | 20 | 20 | 20 | 20 | 3.076 | 3.076 | 3.076 | 3.076 | 3.076 | 0 | 0 | 0 | 0 | 0 | 20 | 20 | 3.076 | 8.23 | 0 | 0 | 0 | 0
2001-08-21 | 23:30 | 20 | 0 | 0 | 0 | 2.6623 | 0 | 20 | 0 | 19.9997 | 18.3025 | 3.076 | 8.23 | 20 | 20 | 20 | 20 | 20 | 3.076 | 3.076 | 3.076 | 3.076 | 3.076 | 0 | 0 | 0 | 0 | 0 | 20 | 20 | 3.076 | 8.23 | 0 | 0 | 0 | 0
2001-08-21 | 23:40 | 20 | 0 | 0 | 0 | 2.6623 | 0 | 20 | 0 | 19.9997 | 18.3025 | 3.076 | 8.23 | 20 | 20 | 20 | 20 | 20 | 3.076 | 3.076 | 3.076 | 3.076 | 3.076 | 0 | 0 | 0 | 0 | 0 | 20 | 20 | 3.076 | 8.23 | 0 | 0 | 0 | 0
2001-08-21 | 23:50 | 20 | 0 | 0 | 0 | 2.6623 | 0 | 20 | 0 | 19.9997 | 18.3025 | 3.076 | 8.23 | 20 | 20 | 20 | 20 | 20 | 3.076 | 3.076 | 3.076 | 3.076 | 3.076 | 0 | 0 | 0 | 0 | 0 | 20 | 20 | 3.076 | 8.23 | 0 | 0 | 0 | 0
2001-08-21 | 24:00 | 20 | 0 | 0 | 0 | 2.6623 | 0 | 20 | 0 | 19.9997 | 18.3025 | 3.076 | 8.23 | 20 | 20 | 20 | 20 | 20 | 3.076 | 3.076 | 3.076 | 3.076 | 3.076 | 0 | 0 | 0 | 0 | 0 | 20 | 20 | 3.076 | 8.23 | 0 | 0 | 0 | 0
[28 empty] | Average when Sun shinning |  |  | 3.076

## ASHRAE Data-Setback
ASHRAE Analytical Test WinReveal
4 m2 South Facing Window
Window setback 0.3 m from wall
Data taken from D:\ASHRAE 1052RP OUTPUTS
Date | Time | 1052RP SunlitArea_Reveal | 1052RP Load | 1052RP LoadShade_Reveal
2001-08-21 | 0:10
2001-08-21 | 0:20
2001-08-21 | 0:30
2001-08-21 | 0:40
2001-08-21 | 0:50
2001-08-21 | 1:00
2001-08-21 | 1:10
2001-08-21 | 1:20
2001-08-21 | 1:30
2001-08-21 | 1:40
2001-08-21 | 1:50
2001-08-21 | 2:00
2001-08-21 | 2:10
2001-08-21 | 2:20
2001-08-21 | 2:30
2001-08-21 | 2:40
2001-08-21 | 2:50
2001-08-21 | 3:00
2001-08-21 | 3:10
2001-08-21 | 3:20
2001-08-21 | 3:30
2001-08-21 | 3:40
2001-08-21 | 3:50
2001-08-21 | 4:00
2001-08-21 | 4:10
2001-08-21 | 4:20
2001-08-21 | 4:30
2001-08-21 | 4:40
2001-08-21 | 4:50
2001-08-21 | 5:00
2001-08-21 | 5:10
2001-08-21 | 5:20
2001-08-21 | 5:30
2001-08-21 | 5:40
2001-08-21 | 5:50
2001-08-21 | 6:00
2001-08-21 | 6:10 | 0 | 0 | 0
2001-08-21 | 6:20 | 0 | 0 | 0
2001-08-21 | 6:30 | 0 | 0 | 0
2001-08-21 | 6:40 | 0 | 0 | 0
2001-08-21 | 6:50 | 0 | 0 | 0
2001-08-21 | 7:00 | 0 | 0 | 0
2001-08-21 | 7:10 | 0 | 0 | 0
2001-08-21 | 7:20 | 0 | 0 | 0
2001-08-21 | 7:30 | 0 | 0 | 0
2001-08-21 | 7:40 | 0 | 0 | 0
2001-08-21 | 7:50 | 0 | 0 | 0
2001-08-21 | 8:00 | 0 | 0.3339 | 0
2001-08-21 | 8:10 | 0 | 5.9473 | 0
2001-08-21 | 8:20 | 0 | 19.0861 | 0
2001-08-21 | 8:30 | 0 | 40.94 | 0
2001-08-21 | 8:40 | 0 | 69.5577 | 0
2001-08-21 | 8:50 | 0 | 103.407 | 0
2001-08-21 | 9:00 | 0.1622 | 146.9614 | 5.96
2001-08-21 | 9:10 | 0.393 | 190.1273 | 18.6814
2001-08-21 | 9:20 | 0.6282 | 241.2179 | 37.884
2001-08-21 | 9:30 | 0.8276 | 292.1349 | 60.4451
2001-08-21 | 9:40 | 1.0059 | 344.7624 | 86.697
2001-08-21 | 9:50 | 1.1632 | 397.6652 | 115.6443
2001-08-21 | 10:00 | 1.3047 | 450.6726 | 146.998
2001-08-21 | 10:10 | 1.4324 | 503.4447 | 180.288
2001-08-21 | 10:20 | 1.5495 | 555.5634 | 215.2166
2001-08-21 | 10:30 | 1.6519 | 604.1574 | 249.4963
2001-08-21 | 10:40 | 1.753 | 654.4738 | 286.8285
2001-08-21 | 10:50 | 1.8354 | 696.5111 | 319.5983
2001-08-21 | 11:00 | 1.9199 | 740.66 | 355.4932
2001-08-21 | 11:10 | 1.9896 | 776.1556 | 386.0695
2001-08-21 | 11:20 | 2.0588 | 811.1636 | 417.5158
2001-08-21 | 11:30 | 2.1248 | 843.3424 | 447.9756
2001-08-21 | 11:40 | 2.1855 | 870.8871 | 475.838
2001-08-21 | 11:50 | 2.246 | 897.0771 | 503.7197
2001-08-21 | 12:00 | 2.2971 | 914.7931 | 525.3542
2001-08-21 | 12:10 | 2.3489 | 930.5692 | 546.4494
2001-08-21 | 12:20 | 2.3971 | 941.4293 | 564.1677
2001-08-21 | 12:30 | 2.4418 | 946.8099 | 577.9828
2001-08-21 | 12:40 | 2.4889 | 951.5669 | 592.0999
2001-08-21 | 12:50 | 2.4514 | 949.6527 | 581.9979
2001-08-21 | 13:00 | 2.4026 | 941.2444 | 565.35
2001-08-21 | 13:10 | 2.3579 | 933.4138 | 550.2317
2001-08-21 | 13:20 | 2.3032 | 915.3226 | 527.037
2001-08-21 | 13:30 | 2.2517 | 898.2153 | 505.6287
2001-08-21 | 13:40 | 2.1949 | 874.8663 | 480.0574
2001-08-21 | 13:50 | 2.1381 | 850.1715 | 454.429
2001-08-21 | 14:00 | 2.0728 | 818.6012 | 424.1936
2001-08-21 | 14:10 | 2.0075 | 786.0083 | 394.4784
2001-08-21 | 14:20 | 1.9323 | 747.0634 | 360.8955
2001-08-21 | 14:30 | 1.857 | 708.0434 | 328.7038
2001-08-21 | 14:40 | 1.7684 | 662.3012 | 292.8085
2001-08-21 | 14:50 | 1.6782 | 617.039 | 258.8787
2001-08-21 | 15:00 | 1.574 | 566.8781 | 223.0717
2001-08-21 | 15:10 | 1.4662 | 517.7419 | 189.7783
2001-08-21 | 15:20 | 1.3403 | 464.5726 | 155.6653
2001-08-21 | 15:30 | 1.1985 | 409.9494 | 122.8323
2001-08-21 | 15:40 | 1.0435 | 356.5595 | 93.0139
2001-08-21 | 15:50 | 0.8719 | 304.2739 | 66.3279
2001-08-21 | 16:00 | 0.6797 | 253.3928 | 43.0585
2001-08-21 | 16:10 | 0.4538 | 202.3486 | 22.9572
2001-08-21 | 16:20 | 0.2084 | 155.1761 | 8.0858
2001-08-21 | 16:30 | 0 | 113.7132 | 0
2001-08-21 | 16:40 | 0 | 76.073 | 0
2001-08-21 | 16:50 | 0 | 46.2208 | 0
2001-08-21 | 17:00 | 0 | 24.222 | 0
2001-08-21 | 17:10 | 0 | 8.1408 | 0
2001-08-21 | 17:20 | 0 | 0.9129 | 0
2001-08-21 | 17:30 | 0 | 0 | 0
2001-08-21 | 17:40 | 0 | 0 | 0
2001-08-21 | 17:50 | 0 | 0 | 0
2001-08-21 | 18:00 | 0 | 0 | 0
2001-08-21 | 18:10 | 0 | 0 | 0
2001-08-21 | 18:20 | 0 | 0 | 0
2001-08-21 | 18:30 | 0 | 0 | 0
2001-08-21 | 18:40 | 0 | 0 | 0
2001-08-21 | 18:50 | 0 | 0 | 0
2001-08-21 | 19:00 | 0 | 0 | 0
2001-08-21 | 19:10 | 0 | 0 | 0

## EPlus Data-NoSetback-East
EnergyPlus Analytical Test WinReveal-NoShade
4 m2 East Facing Window
No shading
Date | Time | Environment:Outdoor Dry Bulb [C](TimeStep) | Environment:Diffuse Solar [W/m2](TimeStep) | Environment:Direct Solar [W/m2](TimeStep) | Environment:Ground Reflected Solar [W/m2](TimeStep) | ZONE ONE:Zone/Sys Sensible Heating Energy[J](TimeStep) | ZONE ONE:Zone/Sys Sensible Cooling Energy[J](TimeStep) | ZONE ONE:Mean Air Temperature[C](TimeStep) | EnergyPlus-No Reveal-ZONE ONE:Zone Transmitted Solar[W](TimeStep) | ZONE SURFACE SOUTH:Surface Inside Temperature[C](TimeStep) | ZONE SURFACE SOUTH:Surface Outside Temperature[C](TimeStep) | ZONE SURFACE SOUTH:Surface Int Convection Coeff[W/m2-K](TimeStep) | ZONE SURFACE SOUTH:Surface Ext Convection Coeff[W/m2-K](TimeStep) | ZONE SURFACE NORTH:Surface Inside Temperature[C](TimeStep) | ZONE SURFACE EAST:Surface Inside Temperature[C](TimeStep) | ZONE SURFACE WEST:Surface Inside Temperature[C](TimeStep) | ZONE SURFACE CEILING:Surface Inside Temperature[C](TimeStep) | ZONE SURFACE FLOOR:Surface Inside Temperature[C](TimeStep) | ZONE SURFACE NORTH:Surface Int Convection Coeff[W/m2-K](TimeStep) | ZONE SURFACE EAST:Surface Int Convection Coeff[W/m2-K](TimeStep) | ZONE SURFACE WEST:Surface Int Convection Coeff[W/m2-K](TimeStep) | ZONE SURFACE CEILING:Surface Int Convection Coeff[W/m2-K](TimeStep) | ZONE SURFACE FLOOR:Surface Int Convection Coeff[W/m2-K](TimeStep) | ZONE SURFACE NORTH:Surface Ext Convection Coeff[W/m2-K](TimeStep) | ZONE SURFACE EAST:Surface Ext Convection Coeff[W/m2-K](TimeStep) | ZONE SURFACE WEST:Surface Ext Convection Coeff[W/m2-K](TimeStep) | ZONE SURFACE CEILING:Surface Ext Convection Coeff[W/m2-K](TimeStep) | ZONE SURFACE FLOOR:Surface Ext Convection Coeff[W/m2-K](TimeStep) | ZONE SUBSURFACE 1:Surface Inside Temperature[C](TimeStep) | ZONE SUBSURFACE 1:Surface Outside Temperature[C](TimeStep) | ZONE SUBSURFACE 1:Surface Int Convection Coeff[W/m2-K](TimeStep) | ZONE SUBSURFACE 1:Surface Ext Convection Coeff[W/m2-K](TimeStep) | ZONE SUBSURFACE 1:Surface Ext Solar Incident[W/m2](TimeStep) | ZONE SUBSURFACE 1:Surface Ext Sunlit Area [m2](TimeStep) | ZONE SUBSURFACE 1:Surface Ext Sunlit Area [m2](TimeStep) | EnergyPlus - No Reveal-ZONE ONE:Zone/Sys Sensible Cooling Energy[W](TimeStep)
2001-08-21 | 0:10 | 20 | 0 | 0 | 0 | 2.6989 | 0 | 20 | 0 | 20 | 20 | 3.076 | 0 | 20 | 19.9997 | 20 | 20 | 20 | 3.076 | 3.076 | 3.076 | 3.076 | 3.076 | 0 | 8.23 | 0 | 0 | 0 | 20 | 20 | 3.076 | 8.23 | 0 | 0 | 0 | 0
2001-08-21 | 0:20 | 20 | 0 | 0 | 0 | 2.6989 | 0 | 20 | 0 | 20 | 20 | 3.076 | 0 | 20 | 19.9997 | 20 | 20 | 20 | 3.076 | 3.076 | 3.076 | 3.076 | 3.076 | 0 | 8.23 | 0 | 0 | 0 | 20 | 20 | 3.076 | 8.23 | 0 | 0 | 0 | 0
2001-08-21 | 0:30 | 20 | 0 | 0 | 0 | 2.6989 | 0 | 20 | 0 | 20 | 20 | 3.076 | 0 | 20 | 19.9997 | 20 | 20 | 20 | 3.076 | 3.076 | 3.076 | 3.076 | 3.076 | 0 | 8.23 | 0 | 0 | 0 | 20 | 20 | 3.076 | 8.23 | 0 | 0 | 0 | 0
2001-08-21 | 0:40 | 20 | 0 | 0 | 0 | 2.6989 | 0 | 20 | 0 | 20 | 20 | 3.076 | 0 | 20 | 19.9997 | 20 | 20 | 20 | 3.076 | 3.076 | 3.076 | 3.076 | 3.076 | 0 | 8.23 | 0 | 0 | 0 | 20 | 20 | 3.076 | 8.23 | 0 | 0 | 0 | 0
2001-08-21 | 0:50 | 20 | 0 | 0 | 0 | 2.6989 | 0 | 20 | 0 | 20 | 20 | 3.076 | 0 | 20 | 19.9997 | 20 | 20 | 20 | 3.076 | 3.076 | 3.076 | 3.076 | 3.076 | 0 | 8.23 | 0 | 0 | 0 | 20 | 20 | 3.076 | 8.23 | 0 | 0 | 0 | 0
2001-08-21 | 1:00 | 20 | 0 | 0 | 0 | 2.6989 | 0 | 20 | 0 | 20 | 20 | 3.076 | 0 | 20 | 19.9997 | 20 | 20 | 20 | 3.076 | 3.076 | 3.076 | 3.076 | 3.076 | 0 | 8.23 | 0 | 0 | 0 | 20 | 20 | 3.076 | 8.23 | 0 | 0 | 0 | 0
2001-08-21 | 1:10 | 20 | 0 | 0 | 0 | 2.6989 | 0 | 20 | 0 | 20 | 20 | 3.076 | 0 | 20 | 19.9997 | 20 | 20 | 20 | 3.076 | 3.076 | 3.076 | 3.076 | 3.076 | 0 | 8.23 | 0 | 0 | 0 | 20 | 20 | 3.076 | 8.23 | 0 | 0 | 0 | 0
2001-08-21 | 1:20 | 20 | 0 | 0 | 0 | 2.6989 | 0 | 20 | 0 | 20 | 20 | 3.076 | 0 | 20 | 19.9997 | 20 | 20 | 20 | 3.076 | 3.076 | 3.076 | 3.076 | 3.076 | 0 | 8.23 | 0 | 0 | 0 | 20 | 20 | 3.076 | 8.23 | 0 | 0 | 0 | 0
2001-08-21 | 1:30 | 20 | 0 | 0 | 0 | 2.6989 | 0 | 20 | 0 | 20 | 20 | 3.076 | 0 | 20 | 19.9997 | 20 | 20 | 20 | 3.076 | 3.076 | 3.076 | 3.076 | 3.076 | 0 | 8.23 | 0 | 0 | 0 | 20 | 20 | 3.076 | 8.23 | 0 | 0 | 0 | 0
2001-08-21 | 1:40 | 20 | 0 | 0 | 0 | 2.6989 | 0 | 20 | 0 | 20 | 20 | 3.076 | 0 | 20 | 19.9997 | 20 | 20 | 20 | 3.076 | 3.076 | 3.076 | 3.076 | 3.076 | 0 | 8.23 | 0 | 0 | 0 | 20 | 20 | 3.076 | 8.23 | 0 | 0 | 0 | 0
2001-08-21 | 1:50 | 20 | 0 | 0 | 0 | 2.6989 | 0 | 20 | 0 | 20 | 20 | 3.076 | 0 | 20 | 19.9997 | 20 | 20 | 20 | 3.076 | 3.076 | 3.076 | 3.076 | 3.076 | 0 | 8.23 | 0 | 0 | 0 | 20 | 20 | 3.076 | 8.23 | 0 | 0 | 0 | 0
2001-08-21 | 2:00 | 20 | 0 | 0 | 0 | 2.6989 | 0 | 20 | 0 | 20 | 20 | 3.076 | 0 | 20 | 19.9997 | 20 | 20 | 20 | 3.076 | 3.076 | 3.076 | 3.076 | 3.076 | 0 | 8.23 | 0 | 0 | 0 | 20 | 20 | 3.076 | 8.23 | 0 | 0 | 0 | 0
2001-08-21 | 2:10 | 20 | 0 | 0 | 0 | 2.6989 | 0 | 20 | 0 | 20 | 20 | 3.076 | 0 | 20 | 19.9997 | 20 | 20 | 20 | 3.076 | 3.076 | 3.076 | 3.076 | 3.076 | 0 | 8.23 | 0 | 0 | 0 | 20 | 20 | 3.076 | 8.23 | 0 | 0 | 0 | 0
2001-08-21 | 2:20 | 20 | 0 | 0 | 0 | 2.6989 | 0 | 20 | 0 | 20 | 20 | 3.076 | 0 | 20 | 19.9997 | 20 | 20 | 20 | 3.076 | 3.076 | 3.076 | 3.076 | 3.076 | 0 | 8.23 | 0 | 0 | 0 | 20 | 20 | 3.076 | 8.23 | 0 | 0 | 0 | 0
2001-08-21 | 2:30 | 20 | 0 | 0 | 0 | 2.6989 | 0 | 20 | 0 | 20 | 20 | 3.076 | 0 | 20 | 19.9997 | 20 | 20 | 20 | 3.076 | 3.076 | 3.076 | 3.076 | 3.076 | 0 | 8.23 | 0 | 0 | 0 | 20 | 20 | 3.076 | 8.23 | 0 | 0 | 0 | 0
2001-08-21 | 2:40 | 20 | 0 | 0 | 0 | 2.6989 | 0 | 20 | 0 | 20 | 20 | 3.076 | 0 | 20 | 19.9997 | 20 | 20 | 20 | 3.076 | 3.076 | 3.076 | 3.076 | 3.076 | 0 | 8.23 | 0 | 0 | 0 | 20 | 20 | 3.076 | 8.23 | 0 | 0 | 0 | 0
2001-08-21 | 2:50 | 20 | 0 | 0 | 0 | 2.6989 | 0 | 20 | 0 | 20 | 20 | 3.076 | 0 | 20 | 19.9997 | 20 | 20 | 20 | 3.076 | 3.076 | 3.076 | 3.076 | 3.076 | 0 | 8.23 | 0 | 0 | 0 | 20 | 20 | 3.076 | 8.23 | 0 | 0 | 0 | 0
2001-08-21 | 3:00 | 20 | 0 | 0 | 0 | 2.6989 | 0 | 20 | 0 | 20 | 20 | 3.076 | 0 | 20 | 19.9997 | 20 | 20 | 20 | 3.076 | 3.076 | 3.076 | 3.076 | 3.076 | 0 | 8.23 | 0 | 0 | 0 | 20 | 20 | 3.076 | 8.23 | 0 | 0 | 0 | 0
2001-08-21 | 3:10 | 20 | 0 | 0 | 0 | 2.6989 | 0 | 20 | 0 | 20 | 20 | 3.076 | 0 | 20 | 19.9997 | 20 | 20 | 20 | 3.076 | 3.076 | 3.076 | 3.076 | 3.076 | 0 | 8.23 | 0 | 0 | 0 | 20 | 20 | 3.076 | 8.23 | 0 | 0 | 0 | 0
2001-08-21 | 3:20 | 20 | 0 | 0 | 0 | 2.6989 | 0 | 20 | 0 | 20 | 20 | 3.076 | 0 | 20 | 19.9997 | 20 | 20 | 20 | 3.076 | 3.076 | 3.076 | 3.076 | 3.076 | 0 | 8.23 | 0 | 0 | 0 | 20 | 20 | 3.076 | 8.23 | 0 | 0 | 0 | 0
2001-08-21 | 3:30 | 20 | 0 | 0 | 0 | 2.6989 | 0 | 20 | 0 | 20 | 20 | 3.076 | 0 | 20 | 19.9997 | 20 | 20 | 20 | 3.076 | 3.076 | 3.076 | 3.076 | 3.076 | 0 | 8.23 | 0 | 0 | 0 | 20 | 20 | 3.076 | 8.23 | 0 | 0 | 0 | 0
2001-08-21 | 3:40 | 20 | 0 | 0 | 0 | 2.6989 | 0 | 20 | 0 | 20 | 20 | 3.076 | 0 | 20 | 19.9997 | 20 | 20 | 20 | 3.076 | 3.076 | 3.076 | 3.076 | 3.076 | 0 | 8.23 | 0 | 0 | 0 | 20 | 20 | 3.076 | 8.23 | 0 | 0 | 0 | 0
2001-08-21 | 3:50 | 20 | 0 | 0 | 0 | 2.6989 | 0 | 20 | 0 | 20 | 20 | 3.076 | 0 | 20 | 19.9997 | 20 | 20 | 20 | 3.076 | 3.076 | 3.076 | 3.076 | 3.076 | 0 | 8.23 | 0 | 0 | 0 | 20 | 20 | 3.076 | 8.23 | 0 | 0 | 0 | 0
2001-08-21 | 4:00 | 20 | 0 | 0 | 0 | 2.6989 | 0 | 20 | 0 | 20 | 20 | 3.076 | 0 | 20 | 19.9997 | 20 | 20 | 20 | 3.076 | 3.076 | 3.076 | 3.076 | 3.076 | 0 | 8.23 | 0 | 0 | 0 | 20 | 20 | 3.076 | 8.23 | 0 | 0 | 0 | 0
2001-08-21 | 4:10 | 20 | 0 | 0 | 0 | 2.6989 | 0 | 20 | 0 | 20 | 20 | 3.076 | 0 | 20 | 19.9997 | 20 | 20 | 20 | 3.076 | 3.076 | 3.076 | 3.076 | 3.076 | 0 | 8.23 | 0 | 0 | 0 | 20 | 20 | 3.076 | 8.23 | 0 | 0 | 0 | 0
2001-08-21 | 4:20 | 20 | 0 | 0 | 0 | 2.6989 | 0 | 20 | 0 | 20 | 20 | 3.076 | 0 | 20 | 19.9997 | 20 | 20 | 20 | 3.076 | 3.076 | 3.076 | 3.076 | 3.076 | 0 | 8.23 | 0 | 0 | 0 | 20 | 20 | 3.076 | 8.23 | 0 | 0 | 0 | 0
2001-08-21 | 4:30 | 20 | 0 | 0 | 0 | 2.6989 | 0 | 20 | 0 | 20 | 20 | 3.076 | 0 | 20 | 19.9997 | 20 | 20 | 20 | 3.076 | 3.076 | 3.076 | 3.076 | 3.076 | 0 | 8.23 | 0 | 0 | 0 | 20 | 20 | 3.076 | 8.23 | 0 | 0 | 0 | 0
2001-08-21 | 4:40 | 20 | 0 | 0 | 0 | 2.6989 | 0 | 20 | 0 | 20 | 20 | 3.076 | 0 | 20 | 19.9997 | 20 | 20 | 20 | 3.076 | 3.076 | 3.076 | 3.076 | 3.076 | 0 | 8.23 | 0 | 0 | 0 | 20 | 20 | 3.076 | 8.23 | 0 | 0 | 0 | 0
2001-08-21 | 4:50 | 20 | 0 | 0 | 0 | 2.6989 | 0 | 20 | 0 | 20 | 20 | 3.076 | 0 | 20 | 19.9997 | 20 | 20 | 20 | 3.076 | 3.076 | 3.076 | 3.076 | 3.076 | 0 | 8.23 | 0 | 0 | 0 | 20 | 20 | 3.076 | 8.23 | 0 | 0 | 0 | 0
2001-08-21 | 5:00 | 20 | 0 | 0 | 0 | 2.6989 | 0 | 20 | 0 | 20 | 20 | 3.076 | 0 | 20 | 19.9997 | 20 | 20 | 20 | 3.076 | 3.076 | 3.076 | 3.076 | 3.076 | 0 | 8.23 | 0 | 0 | 0 | 20 | 20 | 3.076 | 8.23 | 0 | 0 | 0 | 0
2001-08-21 | 5:10 | 20 | 0 | 0 | 0 | 2.6989 | 0 | 20 | 0 | 20 | 20 | 3.076 | 0 | 20 | 19.9997 | 20 | 20 | 20 | 3.076 | 3.076 | 3.076 | 3.076 | 3.076 | 0 | 8.23 | 0 | 0 | 0 | 20 | 20 | 3.076 | 8.23 | 0 | 0 | 0 | 0
2001-08-21 | 5:20 | 20 | 0 | 0 | 0 | 2.6989 | 0 | 20 | 0 | 20 | 20 | 3.076 | 0 | 20 | 19.9997 | 20 | 20 | 20 | 3.076 | 3.076 | 3.076 | 3.076 | 3.076 | 0 | 8.23 | 0 | 0 | 0 | 20 | 20 | 3.076 | 8.23 | 0 | 0 | 0 | 0
2001-08-21 | 5:30 | 20 | 0 | 0 | 0 | 2.6989 | 0 | 20 | 0 | 20 | 20 | 3.076 | 0 | 20 | 19.9997 | 20 | 20 | 20 | 3.076 | 3.076 | 3.076 | 3.076 | 3.076 | 0 | 8.23 | 0 | 0 | 0 | 20 | 20 | 3.076 | 8.23 | 0 | 0 | 0 | 0
2001-08-21 | 5:40 | 20 | 0 | 0 | 0 | 2.6989 | 0 | 20 | 0 | 20 | 20 | 3.076 | 0 | 20 | 19.9997 | 20 | 20 | 20 | 3.076 | 3.076 | 3.076 | 3.076 | 3.076 | 0 | 8.23 | 0 | 0 | 0 | 20 | 20 | 3.076 | 8.23 | 0 | 0 | 0 | 0
2001-08-21 | 5:50 | 20 | 0 | 0 | 0 | 2.6989 | 0 | 20 | 0 | 20 | 20 | 3.076 | 0 | 20 | 19.9997 | 20 | 20 | 20 | 3.076 | 3.076 | 3.076 | 3.076 | 3.076 | 0 | 8.23 | 0 | 0 | 0 | 20 | 20 | 3.076 | 8.23 | 0 | 0 | 0 | 0
2001-08-21 | 6:00 | 20 | 0 | 0 | 0 | 2.6989 | 0 | 20 | 0 | 20 | 20 | 3.076 | 0 | 20 | 19.9997 | 20 | 20 | 20 | 3.076 | 3.076 | 3.076 | 3.076 | 3.076 | 0 | 8.23 | 0 | 0 | 0 | 20 | 20 | 3.076 | 8.23 | 0 | 0 | 0 | 0
2001-08-21 | 6:10 | 20 | 0 | 0 | 0 | 2.6989 | 0 | 20 | 0 | 20 | 20 | 3.076 | 0 | 20 | 19.9997 | 20 | 20 | 20 | 3.076 | 3.076 | 3.076 | 3.076 | 3.076 | 0 | 8.23 | 0 | 0 | 0 | 20 | 20 | 3.076 | 8.23 | 0 | 4 | 0 | 0
2001-08-21 | 6:20 | 20 | 0 | 23 | 0 | 0 | 46928.3201 | 20 | 77.0083 | 20.281 | 20 | 3.076 | 0 | 20 | 19.9997 | 22.4973 | 20 | 20 | 3.076 | 3.076 | 3.076 | 3.076 | 3.076 | 0 | 8.23 | 0 | 0 | 0 | 20.1059 | 20.1051 | 3.076 | 8.23 | 22.3722 | 4 | 78.2139 | 78.2139
2001-08-21 | 6:30 | 20 | 0 | 120 | 0 | 0 | 246329.2025 | 20 | 403.0645 | 20.9278 | 20.281 | 3.076 | 0 | 20 | 19.9998 | 33.6282 | 20 | 20 | 3.076 | 3.076 | 3.076 | 3.076 | 3.076 | 0 | 8.23 | 0 | 0 | 0 | 20.6163 | 20.6116 | 3.076 | 8.23 | 117.0814 | 4 | 410.5487 | 410.5487
2001-08-21 | 6:40 | 20 | 0 | 233 | 0 | 0 | 479021.823 | 20 | 783.553 | 20.7646 | 20.9278 | 3.076 | 0 | 20 | 19.9999 | 47.5363 | 20 | 20 | 3.076 | 3.076 | 3.076 | 3.076 | 3.076 | 0 | 8.23 | 0 | 0 | 0 | 21.2101 | 21.2008 | 3.076 | 8.23 | 227.5933 | 4 | 798.3697 | 798.3697
2001-08-21 | 6:50 | 20 | 0 | 332 | 0 | 0 | 682118.5676 | 20 | 1115.5927 | 20.0001 | 20.7646 | 3.076 | 0 | 20 | 19.9999 | 60.295 | 20 | 20 | 3.076 | 3.076 | 3.076 | 3.076 | 3.076 | 0 | 8.23 | 0 | 0 | 0 | 21.734 | 21.7207 | 3.076 | 8.23 | 324.0496 | 4 | 1136.8643 | 1136.8643
2001-08-21 | 7:00 | 20 | 0 | 415 | 0 | 0 | 850349.8479 | 20 | 1390.6139 | 20 | 20.0001 | 3.076 | 0 | 20 | 20 | 68.3719 | 20 | 21.8568 | 3.076 | 3.076 | 3.076 | 3.076 | 3.076 | 0 | 8.23 | 0 | 0 | 0 | 22.1716 | 22.155 | 3.076 | 8.23 | 403.9829 | 4 | 1417.2497 | 1417.2497
2001-08-21 | 7:10 | 20 | 0 | 487 | 0 | 0 | 993193.2902 | 20 | 1624.1008 | 20 | 20 | 3.076 | 0 | 20 | 20 | 73.2171 | 20 | 25.4445 | 3.076 | 3.076 | 3.076 | 3.076 | 3.076 | 0 | 8.23 | 0 | 0 | 0 | 22.5466 | 22.5272 | 3.076 | 8.23 | 471.9028 | 4 | 1655.3222 | 1655.3222
2001-08-21 | 7:20 | 20 | 0 | 543 | 0 | 0 | 1099943.1853 | 20 | 1798.6258 | 20 | 20 | 3.076 | 0 | 20 | 20 | 75.2442 | 20 | 29.7208 | 3.076 | 3.076 | 3.076 | 3.076 | 3.076 | 0 | 8.23 | 0 | 0 | 0 | 22.8241 | 22.8026 | 3.076 | 8.23 | 522.7471 | 4 | 1833.2386 | 1833.2386
2001-08-21 | 7:30 | 20 | 0 | 592 | 0 | 0 | 1188860.2901 | 20 | 1943.7658 | 20 | 20 | 3.076 | 0 | 20 | 20.0001 | 75.6277 | 20 | 34.5823 | 3.076 | 3.076 | 3.076 | 3.076 | 3.076 | 0 | 8.23 | 0 | 0 | 0 | 23.0672 | 23.0439 | 3.076 | 8.23 | 565.1063 | 4 | 1981.4338 | 1981.4338
2001-08-21 | 7:40 | 20 | 0 | 633 | 0 | 0 | 1257633.5443 | 20 | 2055.9754 | 20 | 20 | 3.076 | 0 | 20 | 20.0001 | 74.4191 | 20 | 39.8447 | 3.076 | 3.076 | 3.076 | 3.076 | 3.076 | 0 | 8.23 | 0 | 0 | 0 | 23.2621 | 23.2372 | 3.076 | 8.23 | 597.947 | 4 | 2096.0559 | 2096.0559
2001-08-21 | 7:50 | 20 | 0 | 666 | 0 | 0 | 1306267.8915 | 20 | 2135.3503 | 20 | 20 | 3.076 | 0 | 20 | 20.0001 | 71.7948 | 20 | 45.3367 | 3.076 | 3.076 | 3.076 | 3.076 | 3.076 | 0 | 8.23 | 0 | 0 | 0 | 23.3975 | 23.3716 | 3.076 | 8.23 | 621.2971 | 4 | 2177.1132 | 2177.1132
2001-08-21 | 8:00 | 20 | 0 | 696 | 0 | 0 | 1344787.6195 | 20 | 2198.0673 | 20 | 20 | 3.076 | 0 | 20 | 20.0001 | 68.2885 | 20 | 51.1087 | 3.076 | 3.076 | 3.076 | 3.076 | 3.076 | 0 | 8.23 | 0 | 0 | 0 | 23.5174 | 23.4906 | 3.076 | 8.23 | 639.8726 | 4 | 2241.3127 | 2241.3127
2001-08-21 | 8:10 | 20 | 0 | 722 | 0 | 0 | 1371158.4637 | 20 | 2240.8738 | 20 | 20 | 3.076 | 0 | 20 | 20.0001 | 63.91 | 20 | 57.0338 | 3.076 | 3.076 | 3.076 | 3.076 | 3.076 | 0 | 8.23 | 0 | 0 | 0 | 23.6097 | 23.5822 | 3.076 | 8.23 | 652.7499 | 4 | 2285.2641 | 2285.2641
2001-08-21 | 8:20 | 20 | 0 | 744 | 0 | 0 | 1385379.9181 | 20 | 2263.8939 | 20 | 20 | 3.076 | 0 | 20 | 20.0001 | 58.7606 | 20 | 63.0151 | 3.076 | 3.076 | 3.076 | 3.076 | 3.076 | 0 | 8.23 | 0 | 0 | 0 | 23.6644 | 23.6365 | 3.076 | 8.23 | 659.9975 | 4 | 2308.9665 | 2308.9665
2001-08-21 | 8:30 | 20 | 0 | 763 | 0 | 0 | 1389572.9398 | 20 | 2270.3638 | 20 | 20 | 3.076 | 0 | 20 | 20.0001 | 52.9919 | 20 | 69.0177 | 3.076 | 3.076 | 3.076 | 3.076 | 3.076 | 0 | 8.23 | 0 | 0 | 0 | 23.7059 | 23.6777 | 3.076 | 8.23 | 662.5987 | 4 | 2315.9549 | 2315.9549
2001-08-21 | 8:40 | 20 | 0 | 780 | 0 | 0 | 1385509.9758 | 20 | 2263.3756 | 20 | 20 | 3.076 | 0 | 20 | 20.0001 | 46.7265 | 20 | 75.0309 | 3.076 | 3.076 | 3.076 | 3.076 | 3.076 | 0 | 8.23 | 0 | 0 | 0 | 23.723 | 23.6946 | 3.076 | 8.23 | 661.5011 | 4 | 2309.1833 | 2309.1833
2001-08-21 | 8:50 | 20 | 0 | 796 | 0 | 0 | 1375082.2791 | 20 | 2245.8308 | 20 | 20 | 3.076 | 0 | 20 | 20.0001 | 40.0569 | 20 | 81.067 | 3.076 | 3.076 | 3.076 | 3.076 | 3.076 | 0 | 8.23 | 0 | 0 | 0 | 23.736 | 23.7075 | 3.076 | 8.23 | 657.5994 | 4 | 2291.8038 | 2291.8038
2001-08-21 | 9:00 | 20 | 0 | 809 | 0 | 0 | 1354902.9987 | 20 | 2212.1878 | 20 | 20 | 3.076 | 0 | 20 | 20.0001 | 32.9951 | 20 | 86.9135 | 3.076 | 3.076 | 3.076 | 3.076 | 3.076 | 0 | 8.23 | 0 | 0 | 0 | 23.7368 | 23.7083 | 3.076 | 8.23 | 649.3105 | 4 | 2258.1717 | 2258.1717
2001-08-21 | 9:10 | 20 | 0 | 821 | 0 | 0 | 1328489.2147 | 20 | 2168.2978 | 20 | 20 | 3.076 | 0 | 20.4912 | 20.0001 | 25.4336 | 20 | 92.3986 | 3.076 | 3.076 | 3.076 | 3.076 | 3.076 | 0 | 8.23 | 0 | 0 | 0 | 23.7257 | 23.6973 | 3.076 | 8.23 | 638.3767 | 4 | 2214.1487 | 2214.1487
2001-08-21 | 9:20 | 20 | 0 | 832 | 0 | 0 | 1295837.2577 | 20 | 2114.2934 | 20 | 20 | 3.076 | 0 | 20.9529 | 20.0002 | 20.0025 | 20 | 95.4176 | 3.076 | 3.076 | 3.076 | 3.076 | 3.076 | 0 | 8.23 | 0 | 0 | 0 | 23.691 | 23.6628 | 3.076 | 8.23 | 624.8578 | 4 | 2159.7288 | 2159.7288
2001-08-21 | 9:30 | 20 | 0 | 841 | 0 | 0 | 1255684.1513 | 20 | 2047.9495 | 20 | 20 | 3.076 | 0 | 21.3578 | 20.0001 | 20 | 20 | 92.6198 | 3.076 | 3.076 | 3.076 | 3.076 | 3.076 | 0 | 8.23 | 0 | 0 | 0 | 23.642 | 23.6142 | 3.076 | 8.23 | 608.1039 | 4 | 2092.8069 | 2092.8069
2001-08-21 | 9:40 | 20 | 0 | 850 | 0 | 0 | 1211100.961 | 20 | 1974.5186 | 20 | 20 | 3.076 | 0 | 21.726 | 20.0001 | 20 | 20 | 89.5992 | 3.076 | 3.076 | 3.076 | 3.076 | 3.076 | 0 | 8.23 | 0 | 0 | 0 | 23.5705 | 23.5433 | 3.076 | 8.23 | 589.6768 | 4 | 2018.5016 | 2018.5016
2001-08-21 | 9:50 | 20 | 0 | 858 | 0 | 0 | 1160848.2984 | 20 | 1891.7651 | 20 | 20 | 3.076 | 0 | 22.0385 | 20.0001 | 20 | 20 | 86.2978 | 3.076 | 3.076 | 3.076 | 3.076 | 3.076 | 0 | 8.23 | 0 | 0 | 0 | 23.4886 | 23.462 | 3.076 | 8.23 | 568.9242 | 4 | 1934.7472 | 1934.7472
2001-08-21 | 10:00 | 20 | 0 | 864 | 0 | 0 | 1103782.4286 | 20 | 1797.9229 | 20 | 20 | 3.076 | 0 | 22.2828 | 20.0001 | 20 | 20 | 82.6641 | 3.076 | 3.076 | 3.076 | 3.076 | 3.076 | 0 | 8.23 | 0 | 0 | 0 | 23.3849 | 23.359 | 3.076 | 8.23 | 545.3257 | 4 | 1839.6374 | 1839.6374
2001-08-21 | 10:10 | 20 | 0 | 871 | 0 | 0 | 1043890.1781 | 20 | 1699.5406 | 20 | 20 | 3.076 | 0 | 22.4624 | 20 | 20 | 20 | 78.9308 | 3.076 | 3.076 | 3.076 | 3.076 | 3.076 | 0 | 8.23 | 0 | 0 | 0 | 23.2677 | 23.2428 | 3.076 | 8.23 | 520.897 | 4 | 1739.817 | 1739.817
2001-08-21 | 10:20 | 20 | 0 | 876 | 0 | 0 | 977545.2232 | 20 | 1590.6714 | 20 | 20 | 3.076 | 0 | 22.568 | 20 | 20 | 20 | 74.893 | 3.076 | 3.076 | 3.076 | 3.076 | 3.076 | 0 | 8.23 | 0 | 0 | 0 | 23.1284 | 23.1046 | 3.076 | 8.23 | 493.8775 | 4 | 1629.242 | 1629.242
2001-08-21 | 10:30 | 20 | 0 | 882 | 0 | 0 | 908181.2413 | 20 | 1477.0589 | 20 | 20 | 3.076 | 0 | 22.6086 | 20 | 20 | 20 | 70.7486 | 3.076 | 3.076 | 3.076 | 3.076 | 3.076 | 0 | 8.23 | 0 | 0 | 0 | 22.9661 | 22.9435 | 3.076 | 8.23 | 466.0984 | 4 | 1513.6354 | 1513.6354
2001-08-21 | 10:40 | 20 | 0 | 886 | 0 | 0 | 832843.5474 | 20 | 1353.6319 | 20 | 20 | 3.076 | 0 | 22.5777 | 20 | 20 | 20 | 66.3201 | 3.076 | 3.076 | 3.076 | 3.076 | 3.076 | 0 | 8.23 | 0 | 0 | 0 | 22.7948 | 22.7734 | 3.076 | 8.23 | 436.0178 | 4 | 1388.0726 | 1388.0726
2001-08-21 | 10:50 | 20 | 0 | 890 | 0 | 0 | 753820.9217 | 20 | 1224.1407 | 20 | 20 | 3.076 | 0 | 22.4842 | 19.9999 | 20 | 20 | 61.7362 | 3.076 | 3.076 | 3.076 | 3.076 | 3.076 | 0 | 8.23 | 0 | 0 | 0 | 22.6147 | 22.5947 | 3.076 | 8.23 | 404.8128 | 4 | 1256.3682 | 1256.3682
2001-08-21 | 11:00 | 20 | 0 | 894 | 0 | 0 | 671356.0628 | 20 | 1088.994 | 20 | 20 | 3.076 | 0 | 22.3322 | 19.9999 | 20 | 20 | 57.0066 | 3.076 | 3.076 | 3.076 | 3.076 | 3.076 | 0 | 8.23 | 0 | 0 | 0 | 22.4279 | 22.4094 | 3.076 | 8.23 | 372.5355 | 4 | 1118.9268 | 1118.9268
2001-08-21 | 11:10 | 20 | 0 | 897 | 0 | 0 | 585327.64 | 20 | 948.0056 | 20 | 20 | 3.076 | 0 | 22.125 | 19.9999 | 20 | 20 | 52.1211 | 3.076 | 3.076 | 3.076 | 3.076 | 3.076 | 0 | 8.23 | 0 | 0 | 0 | 22.2333 | 22.2163 | 3.076 | 8.23 | 338.8631 | 4 | 975.5461 | 975.5461
2001-08-21 | 11:20 | 20 | 0 | 900 | 0 | 0 | 497486.1876 | 20 | 804.0775 | 20 | 20 | 3.076 | 0 | 21.8733 | 19.9999 | 20 | 20 | 47.1739 | 3.076 | 3.076 | 3.076 | 3.076 | 3.076 | 0 | 8.23 | 0 | 0 | 0 | 22.0321 | 22.0166 | 3.076 | 8.23 | 304.3098 | 4 | 829.1436 | 829.1436
2001-08-21 | 11:30 | 20 | 0 | 902 | 0 | 0 | 408754.8625 | 20 | 658.8179 | 20 | 20 | 3.076 | 0 | 21.5856 | 19.9998 | 20 | 20 | 42.2146 | 3.076 | 3.076 | 3.076 | 3.076 | 3.076 | 0 | 8.23 | 0 | 0 | 0 | 21.8186 | 21.8048 | 3.076 | 8.23 | 268.6396 | 4 | 681.2581 | 681.2581
2001-08-21 | 11:40 | 20 | 0 | 904 | 0 | 0 | 321694.6764 | 20 | 516.5477 | 20 | 20 | 3.076 | 0 | 21.2772 | 19.9998 | 20 | 20 | 37.3838 | 3.076 | 3.076 | 3.076 | 3.076 | 3.076 | 0 | 8.23 | 0 | 0 | 0 | 21.5887 | 21.5766 | 3.076 | 8.23 | 232.2958 | 4 | 536.1578 | 536.1578
2001-08-21 | 11:50 | 20 | 0 | 906 | 0 | 0 | 238782.9096 | 20 | 381.4841 | 20 | 20 | 3.076 | 0 | 20.9644 | 19.9998 | 20 | 20 | 32.8178 | 3.076 | 3.076 | 3.076 | 3.076 | 3.076 | 0 | 8.23 | 0 | 0 | 0 | 21.3352 | 21.325 | 3.076 | 8.23 | 195.3453 | 4 | 397.9715 | 397.9715
2001-08-21 | 12:00 | 20 | 0 | 907 | 0 | 0 | 162867.3795 | 20 | 258.4113 | 20 | 20 | 3.076 | 0 | 20.665 | 19.9998 | 20 | 20 | 28.6726 | 3.076 | 3.076 | 3.076 | 3.076 | 3.076 | 0 | 8.23 | 0 | 0 | 0 | 21.0521 | 21.0441 | 3.076 | 8.23 | 157.6828 | 4 | 271.4456 | 271.4456
2001-08-21 | 12:10 | 20 | 0 | 908 | 0 | 0 | 97560.5347 | 20 | 153.4951 | 20 | 20 | 3.076 | 0 | 20.4005 | 19.9998 | 20 | 20 | 25.1469 | 3.076 | 3.076 | 3.076 | 3.076 | 3.076 | 0 | 8.23 | 0 | 0 | 0 | 20.734 | 20.7284 | 3.076 | 8.23 | 119.6364 | 4 | 162.6009 | 162.6009
2001-08-21 | 12:20 | 20 | 0 | 909 | 0 | 0 | 46575.4701 | 20 | 72.4018 | 20 | 20 | 3.076 | 0 | 20.1908 | 19.9997 | 20 | 20 | 22.4267 | 3.076 | 3.076 | 3.076 | 3.076 | 3.076 | 0 | 8.23 | 0 | 0 | 0 | 20.4199 | 20.4167 | 3.076 | 8.23 | 81.2778 | 4 | 77.6258 | 77.6258
2001-08-21 | 12:30 | 20 | 0 | 910 | 0 | 0 | 13285.8816 | 20 | 20.1533 | 20 | 20 | 3.076 | 0 | 20.0535 | 19.9997 | 20 | 20 | 20.6767 | 3.076 | 3.076 | 3.076 | 3.076 | 3.076 | 0 | 8.23 | 0 | 0 | 0 | 20.1569 | 20.1557 | 3.076 | 8.23 | 42.6796 | 4 | 22.1431 | 22.1431
2001-08-21 | 12:40 | 20 | 0 | 910 | 0 | 0 | 290.6152 | 20 | 0.16834 | 20 | 20 | 3.076 | 0 | 20.0006 | 19.9997 | 20 | 20 | 20.0078 | 3.076 | 3.076 | 3.076 | 3.076 | 3.076 | 0 | 8.23 | 0 | 0 | 0 | 20.0209 | 20.0207 | 3.076 | 8.23 | 3.9108 | 4 | 0.48436 | 0.48436
2001-08-21 | 12:50 | 20 | 0 | 910 | 0 | 0 | 127.7196 | 20 | 0 | 20 | 20 | 3.076 | 0 | 20.0002 | 19.9997 | 20 | 20 | 20.003 | 3.076 | 3.076 | 3.076 | 3.076 | 3.076 | 0 | 8.23 | 0 | 0 | 0 | 20.0104 | 20.0103 | 3.076 | 8.23 | 0 | 0 | 0.21287 | 0.21287
2001-08-21 | 13:00 | 20 | 0 | 909 | 0 | 0 | 68.8648 | 20 | 0 | 20 | 20 | 3.076 | 0 | 20.0001 | 19.9997 | 20 | 20 | 20.0018 | 3.076 | 3.076 | 3.076 | 3.076 | 3.076 | 0 | 8.23 | 0 | 0 | 0 | 20.0052 | 20.0052 | 3.076 | 8.23 | 0 | 0 | 0.11477 | 0.11477
2001-08-21 | 13:10 | 20 | 0 | 908 | 0 | 0 | 37.0171 | 20 | 0 | 20 | 20 | 3.076 | 0 | 20.0001 | 19.9997 | 20 | 20 | 20.0011 | 3.076 | 3.076 | 3.076 | 3.076 | 3.076 | 0 | 8.23 | 0 | 0 | 0 | 20.0026 | 20.0026 | 3.076 | 8.23 | 0 | 0 | 0.061695 | 0.061695
2001-08-21 | 13:20 | 20 | 0 | 907 | 0 | 0 | 19.5948 | 20 | 0 | 20 | 20 | 3.076 | 0 | 20.0001 | 19.9997 | 20 | 20 | 20.0007 | 3.076 | 3.076 | 3.076 | 3.076 | 3.076 | 0 | 8.23 | 0 | 0 | 0 | 20.0013 | 20.0013 | 3.076 | 8.23 | 0 | 0 | 0.032658 | 0.032658
2001-08-21 | 13:30 | 20 | 0 | 906 | 0 | 0 | 9.956 | 20 | 0 | 20 | 20 | 3.076 | 0 | 20 | 19.9997 | 20 | 20 | 20.0004 | 3.076 | 3.076 | 3.076 | 3.076 | 3.076 | 0 | 8.23 | 0 | 0 | 0 | 20.0006 | 20.0006 | 3.076 | 8.23 | 0 | 0 | 0.016593 | 0.016593
2001-08-21 | 13:40 | 20 | 0 | 904 | 0 | 0 | 4.5622 | 20 | 0 | 20 | 20 | 3.076 | 0 | 20 | 19.9997 | 20 | 20 | 20.0003 | 3.076 | 3.076 | 3.076 | 3.076 | 3.076 | 0 | 8.23 | 0 | 0 | 0 | 20.0003 | 20.0003 | 3.076 | 8.23 | 0 | 0 | 0.0076037 | 0.0076037
2001-08-21 | 13:50 | 20 | 0 | 902 | 0 | 0 | 1.5097 | 20 | 0 | 20 | 20 | 3.076 | 0 | 20 | 19.9997 | 20 | 20 | 20.0002 | 3.076 | 3.076 | 3.076 | 3.076 | 3.076 | 0 | 8.23 | 0 | 0 | 0 | 20.0001 | 20.0001 | 3.076 | 8.23 | 0 | 0 | 0.0025162 | 0.0025162
2001-08-21 | 14:00 | 20 | 0 | 900 | 0 | 0.2367 | 0 | 20 | 0 | 20 | 20 | 3.076 | 0 | 20 | 19.9997 | 20 | 20 | 20.0001 | 3.076 | 3.076 | 3.076 | 3.076 | 3.076 | 0 | 8.23 | 0 | 0 | 0 | 20.0001 | 20.0001 | 3.076 | 8.23 | 0 | 0 | 0 | 0
2001-08-21 | 14:10 | 20 | 0 | 897 | 0 | 1.2462 | 0 | 20 | 0 | 20 | 20 | 3.076 | 0 | 20 | 19.9997 | 20 | 20 | 20.0001 | 3.076 | 3.076 | 3.076 | 3.076 | 3.076 | 0 | 8.23 | 0 | 0 | 0 | 20 | 20 | 3.076 | 8.23 | 0 | 0 | 0 | 0
2001-08-21 | 14:20 | 20 | 0 | 894 | 0 | 1.8354 | 0 | 20 | 0 | 20 | 20 | 3.076 | 0 | 20 | 19.9997 | 20 | 20 | 20 | 3.076 | 3.076 | 3.076 | 3.076 | 3.076 | 0 | 8.23 | 0 | 0 | 0 | 20 | 20 | 3.076 | 8.23 | 0 | 0 | 0 | 0
2001-08-21 | 14:30 | 20 | 0 | 891 | 0 | 2.1822 | 0 | 20 | 0 | 20 | 20 | 3.076 | 0 | 20 | 19.9997 | 20 | 20 | 20 | 3.076 | 3.076 | 3.076 | 3.076 | 3.076 | 0 | 8.23 | 0 | 0 | 0 | 20 | 20 | 3.076 | 8.23 | 0 | 0 | 0 | 0
2001-08-21 | 14:40 | 20 | 0 | 887 | 0 | 2.3879 | 0 | 20 | 0 | 20 | 20 | 3.076 | 0 | 20 | 19.9997 | 20 | 20 | 20 | 3.076 | 3.076 | 3.076 | 3.076 | 3.076 | 0 | 8.23 | 0 | 0 | 0 | 20 | 20 | 3.076 | 8.23 | 0 | 0 | 0 | 0
2001-08-21 | 14:50 | 20 | 0 | 882 | 0 | 2.5108 | 0 | 20 | 0 | 20 | 20 | 3.076 | 0 | 20 | 19.9997 | 20 | 20 | 20 | 3.076 | 3.076 | 3.076 | 3.076 | 3.076 | 0 | 8.23 | 0 | 0 | 0 | 20 | 20 | 3.076 | 8.23 | 0 | 0 | 0 | 0
2001-08-21 | 15:00 | 20 | 0 | 877 | 0 | 2.5847 | 0 | 20 | 0 | 20 | 20 | 3.076 | 0 | 20 | 19.9997 | 20 | 20 | 20 | 3.076 | 3.076 | 3.076 | 3.076 | 3.076 | 0 | 8.23 | 0 | 0 | 0 | 20 | 20 | 3.076 | 8.23 | 0 | 0 | 0 | 0
2001-08-21 | 15:10 | 20 | 0 | 872 | 0 | 2.6293 | 0 | 20 | 0 | 20 | 20 | 3.076 | 0 | 20 | 19.9997 | 20 | 20 | 20 | 3.076 | 3.076 | 3.076 | 3.076 | 3.076 | 0 | 8.23 | 0 | 0 | 0 | 20 | 20 | 3.076 | 8.23 | 0 | 0 | 0 | 0
2001-08-21 | 15:20 | 20 | 0 | 865 | 0 | 2.6564 | 0 | 20 | 0 | 20 | 20 | 3.076 | 0 | 20 | 19.9997 | 20 | 20 | 20 | 3.076 | 3.076 | 3.076 | 3.076 | 3.076 | 0 | 8.23 | 0 | 0 | 0 | 20 | 20 | 3.076 | 8.23 | 0 | 0 | 0 | 0
2001-08-21 | 15:30 | 20 | 0 | 858 | 0 | 2.6728 | 0 | 20 | 0 | 20 | 20 | 3.076 | 0 | 20 | 19.9997 | 20 | 20 | 20 | 3.076 | 3.076 | 3.076 | 3.076 | 3.076 | 0 | 8.23 | 0 | 0 | 0 | 20 | 20 | 3.076 | 8.23 | 0 | 0 | 0 | 0
2001-08-21 | 15:40 | 20 | 0 | 851 | 0 | 2.6829 | 0 | 20 | 0 | 20 | 20 | 3.076 | 0 | 20 | 19.9997 | 20 | 20 | 20 | 3.076 | 3.076 | 3.076 | 3.076 | 3.076 | 0 | 8.23 | 0 | 0 | 0 | 20 | 20 | 3.076 | 8.23 | 0 | 0 | 0 | 0
2001-08-21 | 15:50 | 20 | 0 | 843 | 0 | 2.689 | 0 | 20 | 0 | 20 | 20 | 3.076 | 0 | 20 | 19.9997 | 20 | 20 | 20 | 3.076 | 3.076 | 3.076 | 3.076 | 3.076 | 0 | 8.23 | 0 | 0 | 0 | 20 | 20 | 3.076 | 8.23 | 0 | 0 | 0 | 0
2001-08-21 | 16:00 | 20 | 0 | 833 | 0 | 2.6928 | 0 | 20 | 0 | 20 | 20 | 3.076 | 0 | 20 | 19.9997 | 20 | 20 | 20 | 3.076 | 3.076 | 3.076 | 3.076 | 3.076 | 0 | 8.23 | 0 | 0 | 0 | 20 | 20 | 3.076 | 8.23 | 0 | 0 | 0 | 0
2001-08-21 | 16:10 | 20 | 0 | 822 | 0 | 2.6951 | 0 | 20 | 0 | 20 | 20 | 3.076 | 0 | 20 | 19.9997 | 20 | 20 | 20 | 3.076 | 3.076 | 3.076 | 3.076 | 3.076 | 0 | 8.23 | 0 | 0 | 0 | 20 | 20 | 3.076 | 8.23 | 0 | 0 | 0 | 0
2001-08-21 | 16:20 | 20 | 0 | 811 | 0 | 2.6966 | 0 | 20 | 0 | 20 | 20 | 3.076 | 0 | 20 | 19.9997 | 20 | 20 | 20 | 3.076 | 3.076 | 3.076 | 3.076 | 3.076 | 0 | 8.23 | 0 | 0 | 0 | 20 | 20 | 3.076 | 8.23 | 0 | 0 | 0 | 0
2001-08-21 | 16:30 | 20 | 0 | 797 | 0 | 2.6974 | 0 | 20 | 0 | 20 | 20 | 3.076 | 0 | 20 | 19.9997 | 20 | 20 | 20 | 3.076 | 3.076 | 3.076 | 3.076 | 3.076 | 0 | 8.23 | 0 | 0 | 0 | 20 | 20 | 3.076 | 8.23 | 0 | 0 | 0 | 0
2001-08-21 | 16:40 | 20 | 0 | 783 | 0 | 2.698 | 0 | 20 | 0 | 20 | 20 | 3.076 | 0 | 20 | 19.9997 | 20 | 20 | 20 | 3.076 | 3.076 | 3.076 | 3.076 | 3.076 | 0 | 8.23 | 0 | 0 | 0 | 20 | 20 | 3.076 | 8.23 | 0 | 0 | 0 | 0
2001-08-21 | 16:50 | 20 | 0 | 765 | 0 | 2.6983 | 0 | 20 | 0 | 20 | 20 | 3.076 | 0 | 20 | 19.9997 | 20 | 20 | 20 | 3.076 | 3.076 | 3.076 | 3.076 | 3.076 | 0 | 8.23 | 0 | 0 | 0 | 20 | 20 | 3.076 | 8.23 | 0 | 0 | 0 | 0
2001-08-21 | 17:00 | 20 | 0 | 746 | 0 | 2.6985 | 0 | 20 | 0 | 20 | 20 | 3.076 | 0 | 20 | 19.9997 | 20 | 20 | 20 | 3.076 | 3.076 | 3.076 | 3.076 | 3.076 | 0 | 8.23 | 0 | 0 | 0 | 20 | 20 | 3.076 | 8.23 | 0 | 0 | 0 | 0
2001-08-21 | 17:10 | 20 | 0 | 725 | 0 | 2.6987 | 0 | 20 | 0 | 20 | 20 | 3.076 | 0 | 20 | 19.9997 | 20 | 20 | 20 | 3.076 | 3.076 | 3.076 | 3.076 | 3.076 | 0 | 8.23 | 0 | 0 | 0 | 20 | 20 | 3.076 | 8.23 | 0 | 0 | 0 | 0
2001-08-21 | 17:20 | 20 | 0 | 700 | 0 | 2.6987 | 0 | 20 | 0 | 20 | 20 | 3.076 | 0 | 20 | 19.9997 | 20 | 20 | 20 | 3.076 | 3.076 | 3.076 | 3.076 | 3.076 | 0 | 8.23 | 0 | 0 | 0 | 20 | 20 | 3.076 | 8.23 | 0 | 0 | 0 | 0
2001-08-21 | 17:30 | 20 | 0 | 670 | 0 | 2.6988 | 0 | 20 | 0 | 20 | 20 | 3.076 | 0 | 20 | 19.9997 | 20 | 20 | 20 | 3.076 | 3.076 | 3.076 | 3.076 | 3.076 | 0 | 8.23 | 0 | 0 | 0 | 20 | 20 | 3.076 | 8.23 | 0 | 0 | 0 | 0
2001-08-21 | 17:40 | 20 | 0 | 636 | 0 | 2.6988 | 0 | 20 | 0 | 20 | 20 | 3.076 | 0 | 20 | 19.9997 | 20 | 20 | 20 | 3.076 | 3.076 | 3.076 | 3.076 | 3.076 | 0 | 8.23 | 0 | 0 | 0 | 20 | 20 | 3.076 | 8.23 | 0 | 0 | 0 | 0
2001-08-21 | 17:50 | 20 | 0 | 598 | 0 | 2.6988 | 0 | 20 | 0 | 20 | 20 | 3.076 | 0 | 20 | 19.9997 | 20 | 20 | 20 | 3.076 | 3.076 | 3.076 | 3.076 | 3.076 | 0 | 8.23 | 0 | 0 | 0 | 20 | 20 | 3.076 | 8.23 | 0 | 0 | 0 | 0
2001-08-21 | 18:00 | 20 | 0 | 550 | 0 | 2.6988 | 0 | 20 | 0 | 20 | 20 | 3.076 | 0 | 20 | 19.9997 | 20 | 20 | 20 | 3.076 | 3.076 | 3.076 | 3.076 | 3.076 | 0 | 8.23 | 0 | 0 | 0 | 20 | 20 | 3.076 | 8.23 | 0 | 0 | 0 | 0
2001-08-21 | 18:10 | 20 | 0 | 493 | 0 | 2.6989 | 0 | 20 | 0 | 20 | 20 | 3.076 | 0 | 20 | 19.9997 | 20 | 20 | 20 | 3.076 | 3.076 | 3.076 | 3.076 | 3.076 | 0 | 8.23 | 0 | 0 | 0 | 20 | 20 | 3.076 | 8.23 | 0 | 0 | 0 | 0
2001-08-21 | 18:20 | 20 | 0 | 426 | 0 | 2.6989 | 0 | 20 | 0 | 20 | 20 | 3.076 | 0 | 20 | 19.9997 | 20 | 20 | 20 | 3.076 | 3.076 | 3.076 | 3.076 | 3.076 | 0 | 8.23 | 0 | 0 | 0 | 20 | 20 | 3.076 | 8.23 | 0 | 0 | 0 | 0
2001-08-21 | 18:30 | 20 | 0 | 341 | 0 | 2.6989 | 0 | 20 | 0 | 20 | 20 | 3.076 | 0 | 20 | 19.9997 | 20 | 20 | 20 | 3.076 | 3.076 | 3.076 | 3.076 | 3.076 | 0 | 8.23 | 0 | 0 | 0 | 20 | 20 | 3.076 | 8.23 | 0 | 0 | 0 | 0
2001-08-21 | 18:40 | 20 | 0 | 243 | 0 | 2.6989 | 0 | 20 | 0 | 20 | 20 | 3.076 | 0 | 20 | 19.9997 | 20 | 20 | 20 | 3.076 | 3.076 | 3.076 | 3.076 | 3.076 | 0 | 8.23 | 0 | 0 | 0 | 20 | 20 | 3.076 | 8.23 | 0 | 0 | 0 | 0
2001-08-21 | 18:50 | 20 | 0 | 131 | 0 | 2.6989 | 0 | 20 | 0 | 20 | 20 | 3.076 | 0 | 20 | 19.9997 | 20 | 20 | 20 | 3.076 | 3.076 | 3.076 | 3.076 | 3.076 | 0 | 8.23 | 0 | 0 | 0 | 20 | 20 | 3.076 | 8.23 | 0 | 0 | 0 | 0
2001-08-21 | 19:00 | 20 | 0 | 34 | 0 | 2.6989 | 0 | 20 | 0 | 20 | 20 | 3.076 | 0 | 20 | 19.9997 | 20 | 20 | 20 | 3.076 | 3.076 | 3.076 | 3.076 | 3.076 | 0 | 8.23 | 0 | 0 | 0 | 20 | 20 | 3.076 | 8.23 | 0 | 0 | 0 | 0
2001-08-21 | 19:10 | 20 | 0 | 0 | 0 | 2.6989 | 0 | 20 | 0 | 20 | 20 | 3.076 | 0 | 20 | 19.9997 | 20 | 20 | 20 | 3.076 | 3.076 | 3.076 | 3.076 | 3.076 | 0 | 8.23 | 0 | 0 | 0 | 20 | 20 | 3.076 | 8.23 | 0 | 0 | 0 | 0
2001-08-21 | 19:20 | 20 | 0 | 0 | 0 | 2.6989 | 0 | 20 | 0 | 20 | 20 | 3.076 | 0 | 20 | 19.9997 | 20 | 20 | 20 | 3.076 | 3.076 | 3.076 | 3.076 | 3.076 | 0 | 8.23 | 0 | 0 | 0 | 20 | 20 | 3.076 | 8.23 | 0 | 0 | 0 | 0
2001-08-21 | 19:30 | 20 | 0 | 0 | 0 | 2.6989 | 0 | 20 | 0 | 20 | 20 | 3.076 | 0 | 20 | 19.9997 | 20 | 20 | 20 | 3.076 | 3.076 | 3.076 | 3.076 | 3.076 | 0 | 8.23 | 0 | 0 | 0 | 20 | 20 | 3.076 | 8.23 | 0 | 0 | 0 | 0
2001-08-21 | 19:40 | 20 | 0 | 0 | 0 | 2.6989 | 0 | 20 | 0 | 20 | 20 | 3.076 | 0 | 20 | 19.9997 | 20 | 20 | 20 | 3.076 | 3.076 | 3.076 | 3.076 | 3.076 | 0 | 8.23 | 0 | 0 | 0 | 20 | 20 | 3.076 | 8.23 | 0 | 0 | 0 | 0
2001-08-21 | 19:50 | 20 | 0 | 0 | 0 | 2.6989 | 0 | 20 | 0 | 20 | 20 | 3.076 | 0 | 20 | 19.9997 | 20 | 20 | 20 | 3.076 | 3.076 | 3.076 | 3.076 | 3.076 | 0 | 8.23 | 0 | 0 | 0 | 20 | 20 | 3.076 | 8.23 | 0 | 0 | 0 | 0
2001-08-21 | 20:00 | 20 | 0 | 0 | 0 | 2.6989 | 0 | 20 | 0 | 20 | 20 | 3.076 | 0 | 20 | 19.9997 | 20 | 20 | 20 | 3.076 | 3.076 | 3.076 | 3.076 | 3.076 | 0 | 8.23 | 0 | 0 | 0 | 20 | 20 | 3.076 | 8.23 | 0 | 0 | 0 | 0
2001-08-21 | 20:10 | 20 | 0 | 0 | 0 | 2.6989 | 0 | 20 | 0 | 20 | 20 | 3.076 | 0 | 20 | 19.9997 | 20 | 20 | 20 | 3.076 | 3.076 | 3.076 | 3.076 | 3.076 | 0 | 8.23 | 0 | 0 | 0 | 20 | 20 | 3.076 | 8.23 | 0 | 0 | 0 | 0
2001-08-21 | 20:20 | 20 | 0 | 0 | 0 | 2.6989 | 0 | 20 | 0 | 20 | 20 | 3.076 | 0 | 20 | 19.9997 | 20 | 20 | 20 | 3.076 | 3.076 | 3.076 | 3.076 | 3.076 | 0 | 8.23 | 0 | 0 | 0 | 20 | 20 | 3.076 | 8.23 | 0 | 0 | 0 | 0
2001-08-21 | 20:30 | 20 | 0 | 0 | 0 | 2.6989 | 0 | 20 | 0 | 20 | 20 | 3.076 | 0 | 20 | 19.9997 | 20 | 20 | 20 | 3.076 | 3.076 | 3.076 | 3.076 | 3.076 | 0 | 8.23 | 0 | 0 | 0 | 20 | 20 | 3.076 | 8.23 | 0 | 0 | 0 | 0
2001-08-21 | 20:40 | 20 | 0 | 0 | 0 | 2.6989 | 0 | 20 | 0 | 20 | 20 | 3.076 | 0 | 20 | 19.9997 | 20 | 20 | 20 | 3.076 | 3.076 | 3.076 | 3.076 | 3.076 | 0 | 8.23 | 0 | 0 | 0 | 20 | 20 | 3.076 | 8.23 | 0 | 0 | 0 | 0
2001-08-21 | 20:50 | 20 | 0 | 0 | 0 | 2.6989 | 0 | 20 | 0 | 20 | 20 | 3.076 | 0 | 20 | 19.9997 | 20 | 20 | 20 | 3.076 | 3.076 | 3.076 | 3.076 | 3.076 | 0 | 8.23 | 0 | 0 | 0 | 20 | 20 | 3.076 | 8.23 | 0 | 0 | 0 | 0
2001-08-21 | 21:00 | 20 | 0 | 0 | 0 | 2.6989 | 0 | 20 | 0 | 20 | 20 | 3.076 | 0 | 20 | 19.9997 | 20 | 20 | 20 | 3.076 | 3.076 | 3.076 | 3.076 | 3.076 | 0 | 8.23 | 0 | 0 | 0 | 20 | 20 | 3.076 | 8.23 | 0 | 0 | 0 | 0
2001-08-21 | 21:10 | 20 | 0 | 0 | 0 | 2.6989 | 0 | 20 | 0 | 20 | 20 | 3.076 | 0 | 20 | 19.9997 | 20 | 20 | 20 | 3.076 | 3.076 | 3.076 | 3.076 | 3.076 | 0 | 8.23 | 0 | 0 | 0 | 20 | 20 | 3.076 | 8.23 | 0 | 0 | 0 | 0
2001-08-21 | 21:20 | 20 | 0 | 0 | 0 | 2.6989 | 0 | 20 | 0 | 20 | 20 | 3.076 | 0 | 20 | 19.9997 | 20 | 20 | 20 | 3.076 | 3.076 | 3.076 | 3.076 | 3.076 | 0 | 8.23 | 0 | 0 | 0 | 20 | 20 | 3.076 | 8.23 | 0 | 0 | 0 | 0
2001-08-21 | 21:30 | 20 | 0 | 0 | 0 | 2.6989 | 0 | 20 | 0 | 20 | 20 | 3.076 | 0 | 20 | 19.9997 | 20 | 20 | 20 | 3.076 | 3.076 | 3.076 | 3.076 | 3.076 | 0 | 8.23 | 0 | 0 | 0 | 20 | 20 | 3.076 | 8.23 | 0 | 0 | 0 | 0
2001-08-21 | 21:40 | 20 | 0 | 0 | 0 | 2.6989 | 0 | 20 | 0 | 20 | 20 | 3.076 | 0 | 20 | 19.9997 | 20 | 20 | 20 | 3.076 | 3.076 | 3.076 | 3.076 | 3.076 | 0 | 8.23 | 0 | 0 | 0 | 20 | 20 | 3.076 | 8.23 | 0 | 0 | 0 | 0
2001-08-21 | 21:50 | 20 | 0 | 0 | 0 | 2.6989 | 0 | 20 | 0 | 20 | 20 | 3.076 | 0 | 20 | 19.9997 | 20 | 20 | 20 | 3.076 | 3.076 | 3.076 | 3.076 | 3.076 | 0 | 8.23 | 0 | 0 | 0 | 20 | 20 | 3.076 | 8.23 | 0 | 0 | 0 | 0
2001-08-21 | 22:00 | 20 | 0 | 0 | 0 | 2.6989 | 0 | 20 | 0 | 20 | 20 | 3.076 | 0 | 20 | 19.9997 | 20 | 20 | 20 | 3.076 | 3.076 | 3.076 | 3.076 | 3.076 | 0 | 8.23 | 0 | 0 | 0 | 20 | 20 | 3.076 | 8.23 | 0 | 0 | 0 | 0
2001-08-21 | 22:10 | 20 | 0 | 0 | 0 | 2.6989 | 0 | 20 | 0 | 20 | 20 | 3.076 | 0 | 20 | 19.9997 | 20 | 20 | 20 | 3.076 | 3.076 | 3.076 | 3.076 | 3.076 | 0 | 8.23 | 0 | 0 | 0 | 20 | 20 | 3.076 | 8.23 | 0 | 0 | 0 | 0
2001-08-21 | 22:20 | 20 | 0 | 0 | 0 | 2.6989 | 0 | 20 | 0 | 20 | 20 | 3.076 | 0 | 20 | 19.9997 | 20 | 20 | 20 | 3.076 | 3.076 | 3.076 | 3.076 | 3.076 | 0 | 8.23 | 0 | 0 | 0 | 20 | 20 | 3.076 | 8.23 | 0 | 0 | 0 | 0
2001-08-21 | 22:30 | 20 | 0 | 0 | 0 | 2.6989 | 0 | 20 | 0 | 20 | 20 | 3.076 | 0 | 20 | 19.9997 | 20 | 20 | 20 | 3.076 | 3.076 | 3.076 | 3.076 | 3.076 | 0 | 8.23 | 0 | 0 | 0 | 20 | 20 | 3.076 | 8.23 | 0 | 0 | 0 | 0
2001-08-21 | 22:40 | 20 | 0 | 0 | 0 | 2.6989 | 0 | 20 | 0 | 20 | 20 | 3.076 | 0 | 20 | 19.9997 | 20 | 20 | 20 | 3.076 | 3.076 | 3.076 | 3.076 | 3.076 | 0 | 8.23 | 0 | 0 | 0 | 20 | 20 | 3.076 | 8.23 | 0 | 0 | 0 | 0
2001-08-21 | 22:50 | 20 | 0 | 0 | 0 | 2.6989 | 0 | 20 | 0 | 20 | 20 | 3.076 | 0 | 20 | 19.9997 | 20 | 20 | 20 | 3.076 | 3.076 | 3.076 | 3.076 | 3.076 | 0 | 8.23 | 0 | 0 | 0 | 20 | 20 | 3.076 | 8.23 | 0 | 0 | 0 | 0
2001-08-21 | 23:00 | 20 | 0 | 0 | 0 | 2.6989 | 0 | 20 | 0 | 20 | 20 | 3.076 | 0 | 20 | 19.9997 | 20 | 20 | 20 | 3.076 | 3.076 | 3.076 | 3.076 | 3.076 | 0 | 8.23 | 0 | 0 | 0 | 20 | 20 | 3.076 | 8.23 | 0 | 0 | 0 | 0
2001-08-21 | 23:10 | 20 | 0 | 0 | 0 | 2.6989 | 0 | 20 | 0 | 20 | 20 | 3.076 | 0 | 20 | 19.9997 | 20 | 20 | 20 | 3.076 | 3.076 | 3.076 | 3.076 | 3.076 | 0 | 8.23 | 0 | 0 | 0 | 20 | 20 | 3.076 | 8.23 | 0 | 0 | 0 | 0
2001-08-21 | 23:20 | 20 | 0 | 0 | 0 | 2.6989 | 0 | 20 | 0 | 20 | 20 | 3.076 | 0 | 20 | 19.9997 | 20 | 20 | 20 | 3.076 | 3.076 | 3.076 | 3.076 | 3.076 | 0 | 8.23 | 0 | 0 | 0 | 20 | 20 | 3.076 | 8.23 | 0 | 0 | 0 | 0
2001-08-21 | 23:30 | 20 | 0 | 0 | 0 | 2.6989 | 0 | 20 | 0 | 20 | 20 | 3.076 | 0 | 20 | 19.9997 | 20 | 20 | 20 | 3.076 | 3.076 | 3.076 | 3.076 | 3.076 | 0 | 8.23 | 0 | 0 | 0 | 20 | 20 | 3.076 | 8.23 | 0 | 0 | 0 | 0
2001-08-21 | 23:40 | 20 | 0 | 0 | 0 | 2.6989 | 0 | 20 | 0 | 20 | 20 | 3.076 | 0 | 20 | 19.9997 | 20 | 20 | 20 | 3.076 | 3.076 | 3.076 | 3.076 | 3.076 | 0 | 8.23 | 0 | 0 | 0 | 20 | 20 | 3.076 | 8.23 | 0 | 0 | 0 | 0
2001-08-21 | 23:50 | 20 | 0 | 0 | 0 | 2.6989 | 0 | 20 | 0 | 20 | 20 | 3.076 | 0 | 20 | 19.9997 | 20 | 20 | 20 | 3.076 | 3.076 | 3.076 | 3.076 | 3.076 | 0 | 8.23 | 0 | 0 | 0 | 20 | 20 | 3.076 | 8.23 | 0 | 0 | 0 | 0
2001-08-21 | 24:00 | 20 | 0 | 0 | 0 | 2.6989 | 0 | 20 | 0 | 20 | 20 | 3.076 | 0 | 20 | 19.9997 | 20 | 20 | 20 | 3.076 | 3.076 | 3.076 | 3.076 | 3.076 | 0 | 8.23 | 0 | 0 | 0 | 20 | 20 | 3.076 | 8.23 | 0 | 0 | 0 | 0

## EPlus Data-WithSetback-East
EnergyPlus Analytical Test WinReveal
4 m2 East Facing Window
Window setback 0.3 m from wall
Date | Time | Environment:Outdoor Dry Bulb [C](TimeStep) | Environment:Diffuse Solar [W/m2](TimeStep) | Environment:Direct Solar [W/m2](TimeStep) | Environment:Ground Reflected Solar [W/m2](TimeStep) | ZONE ONE:Zone/Sys Sensible Heating Energy[J](TimeStep) | ZONE ONE:Zone/Sys Sensible Cooling Energy[J](TimeStep) | ZONE ONE:Mean Air Temperature[C](TimeStep) | EnergyPlus-With Reveal-ZONE ONE:Zone Transmitted Solar[W](TimeStep) | ZONE SURFACE SOUTH:Surface Inside Temperature[C](TimeStep) | ZONE SURFACE SOUTH:Surface Outside Temperature[C](TimeStep) | ZONE SURFACE SOUTH:Surface Int Convection Coeff[W/m2-K](TimeStep) | ZONE SURFACE SOUTH:Surface Ext Convection Coeff[W/m2-K](TimeStep) | ZONE SURFACE NORTH:Surface Inside Temperature[C](TimeStep) | ZONE SURFACE EAST:Surface Inside Temperature[C](TimeStep) | ZONE SURFACE WEST:Surface Inside Temperature[C](TimeStep) | ZONE SURFACE CEILING:Surface Inside Temperature[C](TimeStep) | ZONE SURFACE FLOOR:Surface Inside Temperature[C](TimeStep) | ZONE SURFACE NORTH:Surface Int Convection Coeff[W/m2-K](TimeStep) | ZONE SURFACE EAST:Surface Int Convection Coeff[W/m2-K](TimeStep) | ZONE SURFACE WEST:Surface Int Convection Coeff[W/m2-K](TimeStep) | ZONE SURFACE CEILING:Surface Int Convection Coeff[W/m2-K](TimeStep) | ZONE SURFACE FLOOR:Surface Int Convection Coeff[W/m2-K](TimeStep) | ZONE SURFACE NORTH:Surface Ext Convection Coeff[W/m2-K](TimeStep) | ZONE SURFACE EAST:Surface Ext Convection Coeff[W/m2-K](TimeStep) | ZONE SURFACE WEST:Surface Ext Convection Coeff[W/m2-K](TimeStep) | ZONE SURFACE CEILING:Surface Ext Convection Coeff[W/m2-K](TimeStep) | ZONE SURFACE FLOOR:Surface Ext Convection Coeff[W/m2-K](TimeStep) | ZONE SUBSURFACE 1:Surface Inside Temperature[C](TimeStep) | ZONE SUBSURFACE 1:Surface Outside Temperature[C](TimeStep) | ZONE SUBSURFACE 1:Surface Int Convection Coeff[W/m2-K](TimeStep) | ZONE SUBSURFACE 1:Surface Ext Convection Coeff[W/m2-K](TimeStep) | ZONE SUBSURFACE 1:Surface Ext Solar Incident[W/m2](TimeStep) | EnergyPlus-With Reveal-ZONE SUBSURFACE 1:Surface Ext Sunlit Area [m2](TimeStep) | ZONE SUBSURFACE 1:Surface Ext Sunlit Area [m2](TimeStep) | EnergyPlus-With Reveal-ZONE ONE:Zone/Sys Sensible Cooling Energy[W](TimeStep)
2001-08-21 | 0:10 | 20 | 0 | 0 | 0 | 2.6623 | 0 | 20 | 0 | 20 | 20 | 3.076 | 0 | 20 | 19.9997 | 20 | 20 | 20 | 3.076 | 3.076 | 3.076 | 3.076 | 3.076 | 0 | 8.23 | 0 | 0 | 0 | 20 | 20 | 3.076 | 8.23 | 0 | 0 | 0 | 0
2001-08-21 | 0:20 | 20 | 0 | 0 | 0 | 2.6623 | 0 | 20 | 0 | 20 | 20 | 3.076 | 0 | 20 | 19.9997 | 20 | 20 | 20 | 3.076 | 3.076 | 3.076 | 3.076 | 3.076 | 0 | 8.23 | 0 | 0 | 0 | 20 | 20 | 3.076 | 8.23 | 0 | 0 | 0 | 0
2001-08-21 | 0:30 | 20 | 0 | 0 | 0 | 2.6623 | 0 | 20 | 0 | 20 | 20 | 3.076 | 0 | 20 | 19.9997 | 20 | 20 | 20 | 3.076 | 3.076 | 3.076 | 3.076 | 3.076 | 0 | 8.23 | 0 | 0 | 0 | 20 | 20 | 3.076 | 8.23 | 0 | 0 | 0 | 0
2001-08-21 | 0:40 | 20 | 0 | 0 | 0 | 2.6623 | 0 | 20 | 0 | 20 | 20 | 3.076 | 0 | 20 | 19.9997 | 20 | 20 | 20 | 3.076 | 3.076 | 3.076 | 3.076 | 3.076 | 0 | 8.23 | 0 | 0 | 0 | 20 | 20 | 3.076 | 8.23 | 0 | 0 | 0 | 0
2001-08-21 | 0:50 | 20 | 0 | 0 | 0 | 2.6623 | 0 | 20 | 0 | 20 | 20 | 3.076 | 0 | 20 | 19.9997 | 20 | 20 | 20 | 3.076 | 3.076 | 3.076 | 3.076 | 3.076 | 0 | 8.23 | 0 | 0 | 0 | 20 | 20 | 3.076 | 8.23 | 0 | 0 | 0 | 0
2001-08-21 | 1:00 | 20 | 0 | 0 | 0 | 2.6623 | 0 | 20 | 0 | 20 | 20 | 3.076 | 0 | 20 | 19.9997 | 20 | 20 | 20 | 3.076 | 3.076 | 3.076 | 3.076 | 3.076 | 0 | 8.23 | 0 | 0 | 0 | 20 | 20 | 3.076 | 8.23 | 0 | 0 | 0 | 0
2001-08-21 | 1:10 | 20 | 0 | 0 | 0 | 2.6623 | 0 | 20 | 0 | 20 | 20 | 3.076 | 0 | 20 | 19.9997 | 20 | 20 | 20 | 3.076 | 3.076 | 3.076 | 3.076 | 3.076 | 0 | 8.23 | 0 | 0 | 0 | 20 | 20 | 3.076 | 8.23 | 0 | 0 | 0 | 0
2001-08-21 | 1:20 | 20 | 0 | 0 | 0 | 2.6623 | 0 | 20 | 0 | 20 | 20 | 3.076 | 0 | 20 | 19.9997 | 20 | 20 | 20 | 3.076 | 3.076 | 3.076 | 3.076 | 3.076 | 0 | 8.23 | 0 | 0 | 0 | 20 | 20 | 3.076 | 8.23 | 0 | 0 | 0 | 0
2001-08-21 | 1:30 | 20 | 0 | 0 | 0 | 2.6623 | 0 | 20 | 0 | 20 | 20 | 3.076 | 0 | 20 | 19.9997 | 20 | 20 | 20 | 3.076 | 3.076 | 3.076 | 3.076 | 3.076 | 0 | 8.23 | 0 | 0 | 0 | 20 | 20 | 3.076 | 8.23 | 0 | 0 | 0 | 0
2001-08-21 | 1:40 | 20 | 0 | 0 | 0 | 2.6623 | 0 | 20 | 0 | 20 | 20 | 3.076 | 0 | 20 | 19.9997 | 20 | 20 | 20 | 3.076 | 3.076 | 3.076 | 3.076 | 3.076 | 0 | 8.23 | 0 | 0 | 0 | 20 | 20 | 3.076 | 8.23 | 0 | 0 | 0 | 0
2001-08-21 | 1:50 | 20 | 0 | 0 | 0 | 2.6623 | 0 | 20 | 0 | 20 | 20 | 3.076 | 0 | 20 | 19.9997 | 20 | 20 | 20 | 3.076 | 3.076 | 3.076 | 3.076 | 3.076 | 0 | 8.23 | 0 | 0 | 0 | 20 | 20 | 3.076 | 8.23 | 0 | 0 | 0 | 0
2001-08-21 | 2:00 | 20 | 0 | 0 | 0 | 2.6623 | 0 | 20 | 0 | 20 | 20 | 3.076 | 0 | 20 | 19.9997 | 20 | 20 | 20 | 3.076 | 3.076 | 3.076 | 3.076 | 3.076 | 0 | 8.23 | 0 | 0 | 0 | 20 | 20 | 3.076 | 8.23 | 0 | 0 | 0 | 0
2001-08-21 | 2:10 | 20 | 0 | 0 | 0 | 2.6623 | 0 | 20 | 0 | 20 | 20 | 3.076 | 0 | 20 | 19.9997 | 20 | 20 | 20 | 3.076 | 3.076 | 3.076 | 3.076 | 3.076 | 0 | 8.23 | 0 | 0 | 0 | 20 | 20 | 3.076 | 8.23 | 0 | 0 | 0 | 0
2001-08-21 | 2:20 | 20 | 0 | 0 | 0 | 2.6623 | 0 | 20 | 0 | 20 | 20 | 3.076 | 0 | 20 | 19.9997 | 20 | 20 | 20 | 3.076 | 3.076 | 3.076 | 3.076 | 3.076 | 0 | 8.23 | 0 | 0 | 0 | 20 | 20 | 3.076 | 8.23 | 0 | 0 | 0 | 0
2001-08-21 | 2:30 | 20 | 0 | 0 | 0 | 2.6623 | 0 | 20 | 0 | 20 | 20 | 3.076 | 0 | 20 | 19.9997 | 20 | 20 | 20 | 3.076 | 3.076 | 3.076 | 3.076 | 3.076 | 0 | 8.23 | 0 | 0 | 0 | 20 | 20 | 3.076 | 8.23 | 0 | 0 | 0 | 0
2001-08-21 | 2:40 | 20 | 0 | 0 | 0 | 2.6623 | 0 | 20 | 0 | 20 | 20 | 3.076 | 0 | 20 | 19.9997 | 20 | 20 | 20 | 3.076 | 3.076 | 3.076 | 3.076 | 3.076 | 0 | 8.23 | 0 | 0 | 0 | 20 | 20 | 3.076 | 8.23 | 0 | 0 | 0 | 0
2001-08-21 | 2:50 | 20 | 0 | 0 | 0 | 2.6623 | 0 | 20 | 0 | 20 | 20 | 3.076 | 0 | 20 | 19.9997 | 20 | 20 | 20 | 3.076 | 3.076 | 3.076 | 3.076 | 3.076 | 0 | 8.23 | 0 | 0 | 0 | 20 | 20 | 3.076 | 8.23 | 0 | 0 | 0 | 0
2001-08-21 | 3:00 | 20 | 0 | 0 | 0 | 2.6623 | 0 | 20 | 0 | 20 | 20 | 3.076 | 0 | 20 | 19.9997 | 20 | 20 | 20 | 3.076 | 3.076 | 3.076 | 3.076 | 3.076 | 0 | 8.23 | 0 | 0 | 0 | 20 | 20 | 3.076 | 8.23 | 0 | 0 | 0 | 0
2001-08-21 | 3:10 | 20 | 0 | 0 | 0 | 2.6623 | 0 | 20 | 0 | 20 | 20 | 3.076 | 0 | 20 | 19.9997 | 20 | 20 | 20 | 3.076 | 3.076 | 3.076 | 3.076 | 3.076 | 0 | 8.23 | 0 | 0 | 0 | 20 | 20 | 3.076 | 8.23 | 0 | 0 | 0 | 0
2001-08-21 | 3:20 | 20 | 0 | 0 | 0 | 2.6623 | 0 | 20 | 0 | 20 | 20 | 3.076 | 0 | 20 | 19.9997 | 20 | 20 | 20 | 3.076 | 3.076 | 3.076 | 3.076 | 3.076 | 0 | 8.23 | 0 | 0 | 0 | 20 | 20 | 3.076 | 8.23 | 0 | 0 | 0 | 0
2001-08-21 | 3:30 | 20 | 0 | 0 | 0 | 2.6623 | 0 | 20 | 0 | 20 | 20 | 3.076 | 0 | 20 | 19.9997 | 20 | 20 | 20 | 3.076 | 3.076 | 3.076 | 3.076 | 3.076 | 0 | 8.23 | 0 | 0 | 0 | 20 | 20 | 3.076 | 8.23 | 0 | 0 | 0 | 0
2001-08-21 | 3:40 | 20 | 0 | 0 | 0 | 2.6623 | 0 | 20 | 0 | 20 | 20 | 3.076 | 0 | 20 | 19.9997 | 20 | 20 | 20 | 3.076 | 3.076 | 3.076 | 3.076 | 3.076 | 0 | 8.23 | 0 | 0 | 0 | 20 | 20 | 3.076 | 8.23 | 0 | 0 | 0 | 0
2001-08-21 | 3:50 | 20 | 0 | 0 | 0 | 2.6623 | 0 | 20 | 0 | 20 | 20 | 3.076 | 0 | 20 | 19.9997 | 20 | 20 | 20 | 3.076 | 3.076 | 3.076 | 3.076 | 3.076 | 0 | 8.23 | 0 | 0 | 0 | 20 | 20 | 3.076 | 8.23 | 0 | 0 | 0 | 0
2001-08-21 | 4:00 | 20 | 0 | 0 | 0 | 2.6623 | 0 | 20 | 0 | 20 | 20 | 3.076 | 0 | 20 | 19.9997 | 20 | 20 | 20 | 3.076 | 3.076 | 3.076 | 3.076 | 3.076 | 0 | 8.23 | 0 | 0 | 0 | 20 | 20 | 3.076 | 8.23 | 0 | 0 | 0 | 0
2001-08-21 | 4:10 | 20 | 0 | 0 | 0 | 2.6623 | 0 | 20 | 0 | 20 | 20 | 3.076 | 0 | 20 | 19.9997 | 20 | 20 | 20 | 3.076 | 3.076 | 3.076 | 3.076 | 3.076 | 0 | 8.23 | 0 | 0 | 0 | 20 | 20 | 3.076 | 8.23 | 0 | 0 | 0 | 0
2001-08-21 | 4:20 | 20 | 0 | 0 | 0 | 2.6623 | 0 | 20 | 0 | 20 | 20 | 3.076 | 0 | 20 | 19.9997 | 20 | 20 | 20 | 3.076 | 3.076 | 3.076 | 3.076 | 3.076 | 0 | 8.23 | 0 | 0 | 0 | 20 | 20 | 3.076 | 8.23 | 0 | 0 | 0 | 0
2001-08-21 | 4:30 | 20 | 0 | 0 | 0 | 2.6623 | 0 | 20 | 0 | 20 | 20 | 3.076 | 0 | 20 | 19.9997 | 20 | 20 | 20 | 3.076 | 3.076 | 3.076 | 3.076 | 3.076 | 0 | 8.23 | 0 | 0 | 0 | 20 | 20 | 3.076 | 8.23 | 0 | 0 | 0 | 0
2001-08-21 | 4:40 | 20 | 0 | 0 | 0 | 2.6623 | 0 | 20 | 0 | 20 | 20 | 3.076 | 0 | 20 | 19.9997 | 20 | 20 | 20 | 3.076 | 3.076 | 3.076 | 3.076 | 3.076 | 0 | 8.23 | 0 | 0 | 0 | 20 | 20 | 3.076 | 8.23 | 0 | 0 | 0 | 0
2001-08-21 | 4:50 | 20 | 0 | 0 | 0 | 2.6623 | 0 | 20 | 0 | 20 | 20 | 3.076 | 0 | 20 | 19.9997 | 20 | 20 | 20 | 3.076 | 3.076 | 3.076 | 3.076 | 3.076 | 0 | 8.23 | 0 | 0 | 0 | 20 | 20 | 3.076 | 8.23 | 0 | 0 | 0 | 0
2001-08-21 | 5:00 | 20 | 0 | 0 | 0 | 2.6623 | 0 | 20 | 0 | 20 | 20 | 3.076 | 0 | 20 | 19.9997 | 20 | 20 | 20 | 3.076 | 3.076 | 3.076 | 3.076 | 3.076 | 0 | 8.23 | 0 | 0 | 0 | 20 | 20 | 3.076 | 8.23 | 0 | 0 | 0 | 0
2001-08-21 | 5:10 | 20 | 0 | 0 | 0 | 2.6623 | 0 | 20 | 0 | 20 | 20 | 3.076 | 0 | 20 | 19.9997 | 20 | 20 | 20 | 3.076 | 3.076 | 3.076 | 3.076 | 3.076 | 0 | 8.23 | 0 | 0 | 0 | 20 | 20 | 3.076 | 8.23 | 0 | 0 | 0 | 0
2001-08-21 | 5:20 | 20 | 0 | 0 | 0 | 2.6623 | 0 | 20 | 0 | 20 | 20 | 3.076 | 0 | 20 | 19.9997 | 20 | 20 | 20 | 3.076 | 3.076 | 3.076 | 3.076 | 3.076 | 0 | 8.23 | 0 | 0 | 0 | 20 | 20 | 3.076 | 8.23 | 0 | 0 | 0 | 0
2001-08-21 | 5:30 | 20 | 0 | 0 | 0 | 2.6623 | 0 | 20 | 0 | 20 | 20 | 3.076 | 0 | 20 | 19.9997 | 20 | 20 | 20 | 3.076 | 3.076 | 3.076 | 3.076 | 3.076 | 0 | 8.23 | 0 | 0 | 0 | 20 | 20 | 3.076 | 8.23 | 0 | 0 | 0 | 0
2001-08-21 | 5:40 | 20 | 0 | 0 | 0 | 2.6623 | 0 | 20 | 0 | 20 | 20 | 3.076 | 0 | 20 | 19.9997 | 20 | 20 | 20 | 3.076 | 3.076 | 3.076 | 3.076 | 3.076 | 0 | 8.23 | 0 | 0 | 0 | 20 | 20 | 3.076 | 8.23 | 0 | 0 | 0 | 0
2001-08-21 | 5:50 | 20 | 0 | 0 | 0 | 2.6623 | 0 | 20 | 0 | 20 | 20 | 3.076 | 0 | 20 | 19.9997 | 20 | 20 | 20 | 3.076 | 3.076 | 3.076 | 3.076 | 3.076 | 0 | 8.23 | 0 | 0 | 0 | 20 | 20 | 3.076 | 8.23 | 0 | 0 | 0 | 0
2001-08-21 | 6:00 | 20 | 0 | 0 | 0 | 2.6623 | 0 | 20 | 0 | 20 | 20 | 3.076 | 0 | 20 | 19.9997 | 20 | 20 | 20 | 3.076 | 3.076 | 3.076 | 3.076 | 3.076 | 0 | 8.23 | 0 | 0 | 0 | 20 | 20 | 3.076 | 8.23 | 0 | 0 | 0 | 0
2001-08-21 | 6:10 | 20 | 0 | 0 | 0 | 2.6623 | 0 | 20 | 0 | 20 | 20 | 3.076 | 0 | 20 | 19.9997 | 20 | 20 | 20 | 3.076 | 3.076 | 3.076 | 3.076 | 3.076 | 0 | 8.23 | 0 | 0 | 0 | 20 | 20 | 3.076 | 8.23 | 0 | 3.8386 | 0 | 0
2001-08-21 | 6:20 | 20 | 0 | 23 | 0 | 0 | 44968.1474 | 20 | 73.7919 | 20.1822 | 20 | 3.076 | 0 | 20 | 19.9997 | 22.4801 | 20 | 20 | 3.076 | 3.076 | 3.076 | 3.076 | 3.076 | 0 | 8.23 | 0 | 0 | 0 | 20.1015 | 20.1007 | 3.076 | 8.23 | 21.4377 | 3.8329 | 74.9469 | 74.9469
2001-08-21 | 6:30 | 20 | 0 | 120 | 0 | 0 | 235664.6204 | 20 | 385.6143 | 20.4653 | 20.1822 | 3.076 | 0 | 20 | 19.9998 | 33.4605 | 20 | 20 | 3.076 | 3.076 | 3.076 | 3.076 | 3.076 | 0 | 8.23 | 0 | 0 | 0 | 20.5896 | 20.5851 | 3.076 | 8.23 | 112.0125 | 3.8268 | 392.7744 | 392.7744
2001-08-21 | 6:40 | 20 | 0 | 233 | 0 | 0 | 457495.3406 | 20 | 748.341 | 20.0001 | 20.4653 | 3.076 | 0 | 20 | 19.9998 | 47.0291 | 20 | 20 | 3.076 | 3.076 | 3.076 | 3.076 | 3.076 | 0 | 8.23 | 0 | 0 | 0 | 21.1557 | 21.1469 | 3.076 | 8.23 | 217.3655 | 3.8202 | 762.4922 | 762.4922
2001-08-21 | 6:50 | 20 | 0 | 332 | 0 | 0 | 650256.2868 | 20 | 1063.4816 | 20 | 20.0001 | 3.076 | 0 | 20 | 19.9999 | 58.4129 | 20 | 20 | 3.076 | 3.076 | 3.076 | 3.076 | 3.076 | 0 | 8.23 | 0 | 0 | 0 | 21.653 | 21.6404 | 3.076 | 8.23 | 308.9127 | 3.8132 | 1083.7605 | 1083.7605
2001-08-21 | 7:00 | 20 | 0 | 415 | 0 | 0 | 809009.8599 | 20 | 1323.0071 | 20 | 20 | 3.076 | 0 | 20 | 20 | 67.3797 | 20 | 20.407 | 3.076 | 3.076 | 3.076 | 3.076 | 3.076 | 0 | 8.23 | 0 | 0 | 0 | 22.0661 | 22.0503 | 3.076 | 8.23 | 384.3427 | 3.8055 | 1348.3498 | 1348.3498
2001-08-21 | 7:10 | 20 | 0 | 487 | 0 | 0 | 942885.9441 | 20 | 1541.8338 | 20 | 20 | 3.076 | 0 | 20 | 20 | 72.315 | 20 | 23.3753 | 3.076 | 3.076 | 3.076 | 3.076 | 3.076 | 0 | 8.23 | 0 | 0 | 0 | 22.4178 | 22.3994 | 3.076 | 8.23 | 447.9991 | 3.7974 | 1571.4766 | 1571.4766
2001-08-21 | 7:20 | 20 | 0 | 543 | 0 | 0 | 1041827.3411 | 20 | 1703.5881 | 20 | 20 | 3.076 | 0 | 20 | 20 | 74.5032 | 20 | 27.0292 | 3.076 | 3.076 | 3.076 | 3.076 | 3.076 | 0 | 8.23 | 0 | 0 | 0 | 22.6752 | 22.6548 | 3.076 | 8.23 | 495.1256 | 3.7886 | 1736.3789 | 1736.3789
2001-08-21 | 7:30 | 20 | 0 | 592 | 0 | 0 | 1123230.5847 | 20 | 1836.4927 | 20 | 20 | 3.076 | 0 | 20 | 20.0001 | 75.0784 | 20 | 31.2555 | 3.076 | 3.076 | 3.076 | 3.076 | 3.076 | 0 | 8.23 | 0 | 0 | 0 | 22.8984 | 22.8763 | 3.076 | 8.23 | 533.9191 | 3.7792 | 1872.051 | 1872.051
2001-08-21 | 7:40 | 20 | 0 | 633 | 0 | 0 | 1185056.309 | 20 | 1937.3181 | 20 | 20 | 3.076 | 0 | 20 | 20.0001 | 74.0753 | 20 | 35.9025 | 3.076 | 3.076 | 3.076 | 3.076 | 3.076 | 0 | 8.23 | 0 | 0 | 0 | 23.0743 | 23.0509 | 3.076 | 8.23 | 563.4375 | 3.7691 | 1975.0938 | 1975.0938
2001-08-21 | 7:50 | 20 | 0 | 666 | 0 | 0 | 1227344.4022 | 20 | 2006.318 | 20 | 20 | 3.076 | 0 | 20 | 20.0001 | 71.653 | 20 | 40.8178 | 3.076 | 3.076 | 3.076 | 3.076 | 3.076 | 0 | 8.23 | 0 | 0 | 0 | 23.1934 | 23.1691 | 3.076 | 8.23 | 583.7541 | 3.7583 | 2045.574 | 2045.574
2001-08-21 | 8:00 | 20 | 0 | 696 | 0 | 0 | 1257370.4625 | 20 | 2055.1537 | 20 | 20 | 3.076 | 0 | 20 | 20.0001 | 68.2455 | 20 | 45.9897 | 3.076 | 3.076 | 3.076 | 3.076 | 3.076 | 0 | 8.23 | 0 | 0 | 0 | 23.2908 | 23.2657 | 3.076 | 8.23 | 598.2694 | 3.7399 | 2095.6174 | 2095.6174
2001-08-21 | 8:10 | 20 | 0 | 722 | 0 | 0 | 1268297.5941 | 20 | 2072.7942 | 20 | 20 | 3.076 | 0 | 20 | 20.0001 | 63.7092 | 20 | 51.1637 | 3.076 | 3.076 | 3.076 | 3.076 | 3.076 | 0 | 8.23 | 0 | 0 | 0 | 23.3361 | 23.3106 | 3.076 | 8.23 | 603.7896 | 3.7 | 2113.8293 | 2113.8293
2001-08-21 | 8:20 | 20 | 0 | 744 | 0 | 0 | 1267226.0018 | 20 | 2070.7992 | 20 | 20 | 3.076 | 0 | 20 | 20.0001 | 58.4376 | 20 | 56.3636 | 3.076 | 3.076 | 3.076 | 3.076 | 3.076 | 0 | 8.23 | 0 | 0 | 0 | 23.3523 | 23.3267 | 3.076 | 8.23 | 603.7042 | 3.6588 | 2112.0433 | 2112.0433
2001-08-21 | 8:30 | 20 | 0 | 763 | 0 | 0 | 1256322.3844 | 20 | 2052.5538 | 20 | 20 | 3.076 | 0 | 20 | 20.0001 | 52.5897 | 20 | 61.5527 | 3.076 | 3.076 | 3.076 | 3.076 | 3.076 | 0 | 8.23 | 0 | 0 | 0 | 23.3576 | 23.332 | 3.076 | 8.23 | 599.0315 | 3.6163 | 2093.8706 | 2093.8706
2001-08-21 | 8:40 | 20 | 0 | 780 | 0 | 0 | 1237455.7495 | 20 | 2021.212 | 20 | 20 | 3.076 | 0 | 20 | 20.0001 | 46.2944 | 20 | 66.716 | 3.076 | 3.076 | 3.076 | 3.076 | 3.076 | 0 | 8.23 | 0 | 0 | 0 | 23.3488 | 23.3232 | 3.076 | 8.23 | 590.7256 | 3.572 | 2062.4262 | 2062.4262
2001-08-21 | 8:50 | 20 | 0 | 796 | 0 | 0 | 1212265.8331 | 20 | 1979.6307 | 20 | 20 | 3.076 | 0 | 20 | 20.0001 | 39.6501 | 20 | 71.8586 | 3.076 | 3.076 | 3.076 | 3.076 | 3.076 | 0 | 8.23 | 0 | 0 | 0 | 23.3157 | 23.2904 | 3.076 | 8.23 | 579.6536 | 3.5259 | 2020.4431 | 2020.4431
2001-08-21 | 9:00 | 20 | 0 | 809 | 0 | 0 | 1178038.7062 | 20 | 1923.1914 | 20 | 20 | 3.076 | 0 | 20 | 20.0001 | 32.6771 | 20 | 76.7931 | 3.076 | 3.076 | 3.076 | 3.076 | 3.076 | 0 | 8.23 | 0 | 0 | 0 | 23.2659 | 23.241 | 3.076 | 8.23 | 564.4857 | 3.4774 | 1963.3978 | 1963.3978
2001-08-21 | 9:10 | 20 | 0 | 821 | 0 | 0 | 1137985.847 | 20 | 1857.3474 | 20 | 20 | 3.076 | 0 | 20.0864 | 20.0001 | 25.4335 | 20 | 81.5717 | 3.076 | 3.076 | 3.076 | 3.076 | 3.076 | 0 | 8.23 | 0 | 0 | 0 | 23.1925 | 23.1681 | 3.076 | 8.23 | 546.8287 | 3.4264 | 1896.6431 | 1896.6431
2001-08-21 | 9:20 | 20 | 0 | 832 | 0 | 0 | 1092471.2759 | 20 | 1782.4492 | 20 | 20 | 3.076 | 0 | 20.3256 | 20.0001 | 20.0025 | 20 | 84.0584 | 3.076 | 3.076 | 3.076 | 3.076 | 3.076 | 0 | 8.23 | 0 | 0 | 0 | 23.1132 | 23.0895 | 3.076 | 8.23 | 526.7846 | 3.3722 | 1820.7855 | 1820.7855
2001-08-21 | 9:30 | 20 | 0 | 841 | 0 | 0 | 1040477.6517 | 20 | 1696.937 | 20 | 20 | 3.076 | 0 | 20.5188 | 20 | 20 | 20 | 80.78 | 3.076 | 3.076 | 3.076 | 3.076 | 3.076 | 0 | 8.23 | 0 | 0 | 0 | 23.0178 | 22.9948 | 3.076 | 8.23 | 503.8767 | 3.3144 | 1734.1294 | 1734.1294
2001-08-21 | 9:40 | 20 | 0 | 850 | 0 | 0 | 984811.8372 | 20 | 1605.4803 | 20 | 20 | 3.076 | 0 | 20.687 | 20 | 20 | 20 | 77.3084 | 3.076 | 3.076 | 3.076 | 3.076 | 3.076 | 0 | 8.23 | 0 | 0 | 0 | 22.9102 | 22.888 | 3.076 | 8.23 | 479.466 | 3.2524 | 1641.3531 | 1641.3531
2001-08-21 | 9:50 | 20 | 0 | 858 | 0 | 0 | 924515.5058 | 20 | 1506.5035 | 20 | 20 | 3.076 | 0 | 20.8144 | 20 | 20 | 20 | 73.606 | 3.076 | 3.076 | 3.076 | 3.076 | 3.076 | 0 | 8.23 | 0 | 0 | 0 | 22.7865 | 22.7652 | 3.076 | 8.23 | 453.0617 | 3.1854 | 1540.8592 | 1540.8592
2001-08-21 | 10:00 | 20 | 0 | 864 | 0 | 0 | 858873.7202 | 20 | 1398.9881 | 20 | 20 | 3.076 | 0 | 20.893 | 20 | 20 | 20 | 69.644 | 3.076 | 3.076 | 3.076 | 3.076 | 3.076 | 0 | 8.23 | 0 | 0 | 0 | 22.6325 | 22.6125 | 3.076 | 8.23 | 424.3253 | 3.1125 | 1431.4562 | 1431.4562
2001-08-21 | 10:10 | 20 | 0 | 871 | 0 | 0 | 791389.7919 | 20 | 1288.4497 | 20 | 20 | 3.076 | 0 | 20.9245 | 20 | 20 | 20 | 65.6197 | 3.076 | 3.076 | 3.076 | 3.076 | 3.076 | 0 | 8.23 | 0 | 0 | 0 | 22.4751 | 22.4562 | 3.076 | 8.23 | 394.9006 | 3.0325 | 1318.983 | 1318.983
2001-08-21 | 10:20 | 20 | 0 | 876 | 0 | 0 | 719461.2795 | 20 | 1170.7234 | 20 | 20 | 3.076 | 0 | 20.9079 | 19.9999 | 20 | 20 | 61.3841 | 3.076 | 3.076 | 3.076 | 3.076 | 3.076 | 0 | 8.23 | 0 | 0 | 0 | 22.2996 | 22.282 | 3.076 | 8.23 | 363.4905 | 2.944 | 1199.1021 | 1199.1021
2001-08-21 | 10:30 | 20 | 0 | 882 | 0 | 0 | 646029.6147 | 20 | 1050.6141 | 20 | 20 | 3.076 | 0 | 20.8504 | 19.9999 | 20 | 20 | 57.103 | 3.076 | 3.076 | 3.076 | 3.076 | 3.076 | 0 | 8.23 | 0 | 0 | 0 | 22.1144 | 22.0983 | 3.076 | 8.23 | 331.5301 | 2.8452 | 1076.716 | 1076.716
2001-08-21 | 10:40 | 20 | 0 | 886 | 0 | 0 | 569218.7099 | 20 | 925.076 | 20 | 20 | 3.076 | 0 | 20.7554 | 19.9999 | 20 | 20 | 52.6622 | 3.076 | 3.076 | 3.076 | 3.076 | 3.076 | 0 | 8.23 | 0 | 0 | 0 | 21.9154 | 21.9008 | 3.076 | 8.23 | 297.9758 | 2.7336 | 948.6978 | 948.6978
2001-08-21 | 10:50 | 20 | 0 | 890 | 0 | 0 | 491219.3363 | 20 | 797.6093 | 20 | 20 | 3.076 | 0 | 20.633 | 19.9999 | 20 | 20 | 48.1803 | 3.076 | 3.076 | 3.076 | 3.076 | 3.076 | 0 | 8.23 | 0 | 0 | 0 | 21.7095 | 21.6965 | 3.076 | 8.23 | 263.7625 | 2.6063 | 818.6989 | 818.6989
2001-08-21 | 11:00 | 20 | 0 | 894 | 0 | 0 | 412755.1009 | 20 | 669.4269 | 20 | 20 | 3.076 | 0 | 20.4928 | 19.9998 | 20 | 20 | 43.6903 | 3.076 | 3.076 | 3.076 | 3.076 | 3.076 | 0 | 8.23 | 0 | 0 | 0 | 21.4989 | 21.4875 | 3.076 | 8.23 | 229.0052 | 2.4589 | 687.9252 | 687.9252
2001-08-21 | 11:10 | 20 | 0 | 897 | 0 | 0 | 334537.3562 | 20 | 541.7189 | 20 | 20 | 3.076 | 0 | 20.3461 | 19.9998 | 20 | 20 | 39.224 | 3.076 | 3.076 | 3.076 | 3.076 | 3.076 | 0 | 8.23 | 0 | 0 | 0 | 21.2831 | 21.2734 | 3.076 | 8.23 | 193.6366 | 2.2857 | 557.5623 | 557.5623
2001-08-21 | 11:20 | 20 | 0 | 900 | 0 | 0 | 258601.0616 | 20 | 417.8605 | 20 | 20 | 3.076 | 0 | 20.2073 | 19.9998 | 20 | 20 | 34.8886 | 3.076 | 3.076 | 3.076 | 3.076 | 3.076 | 0 | 8.23 | 0 | 0 | 0 | 21.0637 | 21.0556 | 3.076 | 8.23 | 158.1428 | 2.0787 | 431.0018 | 431.0018
2001-08-21 | 11:30 | 20 | 0 | 902 | 0 | 0 | 186705.0316 | 20 | 300.7709 | 20 | 20 | 3.076 | 0 | 20.0922 | 19.9998 | 20 | 20 | 30.7754 | 3.076 | 3.076 | 3.076 | 3.076 | 3.076 | 0 | 8.23 | 0 | 0 | 0 | 20.8388 | 20.8324 | 3.076 | 8.23 | 122.6424 | 1.8261 | 311.1751 | 311.1751
2001-08-21 | 11:40 | 20 | 0 | 904 | 0 | 0 | 121600.8582 | 20 | 195.093 | 20 | 20 | 3.076 | 0 | 20.018 | 19.9998 | 20 | 20 | 27.032 | 3.076 | 3.076 | 3.076 | 3.076 | 3.076 | 0 | 8.23 | 0 | 0 | 0 | 20.6095 | 20.6049 | 3.076 | 8.23 | 87.7349 | 1.5107 | 202.6681 | 202.6681
2001-08-21 | 11:50 | 20 | 0 | 906 | 0 | 0 | 66167.1869 | 20 | 105.5397 | 20 | 20 | 3.076 | 0 | 20 | 19.9997 | 20 | 20 | 23.8147 | 3.076 | 3.076 | 3.076 | 3.076 | 3.076 | 0 | 8.23 | 0 | 0 | 0 | 20.38 | 20.3771 | 3.076 | 8.23 | 54.0434 | 1.1066 | 110.2786 | 110.2786
2001-08-21 | 12:00 | 20 | 0 | 907 | 0 | 0 | 23576.7017 | 20 | 37.2073 | 20 | 20 | 3.076 | 0 | 20 | 19.9997 | 20 | 20 | 21.347 | 3.076 | 3.076 | 3.076 | 3.076 | 3.076 | 0 | 8.23 | 0 | 0 | 0 | 20.1632 | 20.162 | 3.076 | 8.23 | 22.704 | 0.57594 | 39.2945 | 39.2945
2001-08-21 | 12:10 | 20 | 0 | 908 | 0 | 0 | 116.5868 | 20 | 0 | 20 | 20 | 3.076 | 0 | 20 | 19.9997 | 20 | 20 | 20.0026 | 3.076 | 3.076 | 3.076 | 3.076 | 3.076 | 0 | 8.23 | 0 | 0 | 0 | 20.0102 | 20.0101 | 3.076 | 8.23 | 0 | 0 | 0.19431 | 0.19431
2001-08-21 | 12:20 | 20 | 0 | 909 | 0 | 0 | 62.1961 | 20 | 0 | 20 | 20 | 3.076 | 0 | 20 | 19.9997 | 20 | 20 | 20.0016 | 3.076 | 3.076 | 3.076 | 3.076 | 3.076 | 0 | 8.23 | 0 | 0 | 0 | 20.0051 | 20.005 | 3.076 | 8.23 | 0 | 0 | 0.10366 | 0.10366
2001-08-21 | 12:30 | 20 | 0 | 910 | 0 | 0 | 33.0073 | 20 | 0 | 20 | 20 | 3.076 | 0 | 20 | 19.9997 | 20 | 20 | 20.001 | 3.076 | 3.076 | 3.076 | 3.076 | 3.076 | 0 | 8.23 | 0 | 0 | 0 | 20.0025 | 20.0025 | 3.076 | 8.23 | 0 | 0 | 0.055012 | 0.055012
2001-08-21 | 12:40 | 20 | 0 | 910 | 0 | 0 | 17.1787 | 20 | 0 | 20 | 20 | 3.076 | 0 | 20 | 19.9997 | 20 | 20 | 20.0006 | 3.076 | 3.076 | 3.076 | 3.076 | 3.076 | 0 | 8.23 | 0 | 0 | 0 | 20.0013 | 20.0012 | 3.076 | 8.23 | 0 | 0 | 0.028631 | 0.028631
2001-08-21 | 12:50 | 20 | 0 | 910 | 0 | 0 | 8.5003 | 20 | 0 | 20 | 20 | 3.076 | 0 | 20 | 19.9997 | 20 | 20 | 20.0004 | 3.076 | 3.076 | 3.076 | 3.076 | 3.076 | 0 | 8.23 | 0 | 0 | 0 | 20.0006 | 20.0006 | 3.076 | 8.23 | 0 | 0 | 0.014167 | 0.014167
2001-08-21 | 13:00 | 20 | 0 | 909 | 0 | 0 | 3.688 | 20 | 0 | 20 | 20 | 3.076 | 0 | 20 | 19.9997 | 20 | 20 | 20.0002 | 3.076 | 3.076 | 3.076 | 3.076 | 3.076 | 0 | 8.23 | 0 | 0 | 0 | 20.0003 | 20.0003 | 3.076 | 8.23 | 0 | 0 | 0.0061467 | 0.0061467
2001-08-21 | 13:10 | 20 | 0 | 908 | 0 | 0 | 0.98898 | 20 | 0 | 20 | 20 | 3.076 | 0 | 20 | 19.9997 | 20 | 20 | 20.0001 | 3.076 | 3.076 | 3.076 | 3.076 | 3.076 | 0 | 8.23 | 0 | 0 | 0 | 20.0001 | 20.0001 | 3.076 | 8.23 | 0 | 0 | 0.0016483 | 0.0016483
2001-08-21 | 13:20 | 20 | 0 | 907 | 0 | 0.54188 | 0 | 20 | 0 | 20 | 20 | 3.076 | 0 | 20 | 19.9997 | 20 | 20 | 20.0001 | 3.076 | 3.076 | 3.076 | 3.076 | 3.076 | 0 | 8.23 | 0 | 0 | 0 | 20.0001 | 20.0001 | 3.076 | 8.23 | 0 | 0 | 0 | 0
2001-08-21 | 13:30 | 20 | 0 | 906 | 0 | 1.4196 | 0 | 20 | 0 | 20 | 20 | 3.076 | 0 | 20 | 19.9997 | 20 | 20 | 20.0001 | 3.076 | 3.076 | 3.076 | 3.076 | 3.076 | 0 | 8.23 | 0 | 0 | 0 | 20 | 20 | 3.076 | 8.23 | 0 | 0 | 0 | 0
2001-08-21 | 13:40 | 20 | 0 | 904 | 0 | 1.9279 | 0 | 20 | 0 | 20 | 20 | 3.076 | 0 | 20 | 19.9997 | 20 | 20 | 20 | 3.076 | 3.076 | 3.076 | 3.076 | 3.076 | 0 | 8.23 | 0 | 0 | 0 | 20 | 20 | 3.076 | 8.23 | 0 | 0 | 0 | 0
2001-08-21 | 13:50 | 20 | 0 | 902 | 0 | 2.2252 | 0 | 20 | 0 | 20 | 20 | 3.076 | 0 | 20 | 19.9997 | 20 | 20 | 20 | 3.076 | 3.076 | 3.076 | 3.076 | 3.076 | 0 | 8.23 | 0 | 0 | 0 | 20 | 20 | 3.076 | 8.23 | 0 | 0 | 0 | 0
2001-08-21 | 14:00 | 20 | 0 | 900 | 0 | 2.4004 | 0 | 20 | 0 | 20 | 20 | 3.076 | 0 | 20 | 19.9997 | 20 | 20 | 20 | 3.076 | 3.076 | 3.076 | 3.076 | 3.076 | 0 | 8.23 | 0 | 0 | 0 | 20 | 20 | 3.076 | 8.23 | 0 | 0 | 0 | 0
2001-08-21 | 14:10 | 20 | 0 | 897 | 0 | 2.5045 | 0 | 20 | 0 | 20 | 20 | 3.076 | 0 | 20 | 19.9997 | 20 | 20 | 20 | 3.076 | 3.076 | 3.076 | 3.076 | 3.076 | 0 | 8.23 | 0 | 0 | 0 | 20 | 20 | 3.076 | 8.23 | 0 | 0 | 0 | 0
2001-08-21 | 14:20 | 20 | 0 | 894 | 0 | 2.5668 | 0 | 20 | 0 | 20 | 20 | 3.076 | 0 | 20 | 19.9997 | 20 | 20 | 20 | 3.076 | 3.076 | 3.076 | 3.076 | 3.076 | 0 | 8.23 | 0 | 0 | 0 | 20 | 20 | 3.076 | 8.23 | 0 | 0 | 0 | 0
2001-08-21 | 14:30 | 20 | 0 | 891 | 0 | 2.6043 | 0 | 20 | 0 | 20 | 20 | 3.076 | 0 | 20 | 19.9997 | 20 | 20 | 20 | 3.076 | 3.076 | 3.076 | 3.076 | 3.076 | 0 | 8.23 | 0 | 0 | 0 | 20 | 20 | 3.076 | 8.23 | 0 | 0 | 0 | 0
2001-08-21 | 14:40 | 20 | 0 | 887 | 0 | 2.6269 | 0 | 20 | 0 | 20 | 20 | 3.076 | 0 | 20 | 19.9997 | 20 | 20 | 20 | 3.076 | 3.076 | 3.076 | 3.076 | 3.076 | 0 | 8.23 | 0 | 0 | 0 | 20 | 20 | 3.076 | 8.23 | 0 | 0 | 0 | 0
2001-08-21 | 14:50 | 20 | 0 | 882 | 0 | 2.6407 | 0 | 20 | 0 | 20 | 20 | 3.076 | 0 | 20 | 19.9997 | 20 | 20 | 20 | 3.076 | 3.076 | 3.076 | 3.076 | 3.076 | 0 | 8.23 | 0 | 0 | 0 | 20 | 20 | 3.076 | 8.23 | 0 | 0 | 0 | 0
2001-08-21 | 15:00 | 20 | 0 | 877 | 0 | 2.649 | 0 | 20 | 0 | 20 | 20 | 3.076 | 0 | 20 | 19.9997 | 20 | 20 | 20 | 3.076 | 3.076 | 3.076 | 3.076 | 3.076 | 0 | 8.23 | 0 | 0 | 0 | 20 | 20 | 3.076 | 8.23 | 0 | 0 | 0 | 0
2001-08-21 | 15:10 | 20 | 0 | 872 | 0 | 2.6541 | 0 | 20 | 0 | 20 | 20 | 3.076 | 0 | 20 | 19.9997 | 20 | 20 | 20 | 3.076 | 3.076 | 3.076 | 3.076 | 3.076 | 0 | 8.23 | 0 | 0 | 0 | 20 | 20 | 3.076 | 8.23 | 0 | 0 | 0 | 0
2001-08-21 | 15:20 | 20 | 0 | 865 | 0 | 2.6573 | 0 | 20 | 0 | 20 | 20 | 3.076 | 0 | 20 | 19.9997 | 20 | 20 | 20 | 3.076 | 3.076 | 3.076 | 3.076 | 3.076 | 0 | 8.23 | 0 | 0 | 0 | 20 | 20 | 3.076 | 8.23 | 0 | 0 | 0 | 0
2001-08-21 | 15:30 | 20 | 0 | 858 | 0 | 2.6592 | 0 | 20 | 0 | 20 | 20 | 3.076 | 0 | 20 | 19.9997 | 20 | 20 | 20 | 3.076 | 3.076 | 3.076 | 3.076 | 3.076 | 0 | 8.23 | 0 | 0 | 0 | 20 | 20 | 3.076 | 8.23 | 0 | 0 | 0 | 0
2001-08-21 | 15:40 | 20 | 0 | 851 | 0 | 2.6604 | 0 | 20 | 0 | 20 | 20 | 3.076 | 0 | 20 | 19.9997 | 20 | 20 | 20 | 3.076 | 3.076 | 3.076 | 3.076 | 3.076 | 0 | 8.23 | 0 | 0 | 0 | 20 | 20 | 3.076 | 8.23 | 0 | 0 | 0 | 0
2001-08-21 | 15:50 | 20 | 0 | 843 | 0 | 2.6611 | 0 | 20 | 0 | 20 | 20 | 3.076 | 0 | 20 | 19.9997 | 20 | 20 | 20 | 3.076 | 3.076 | 3.076 | 3.076 | 3.076 | 0 | 8.23 | 0 | 0 | 0 | 20 | 20 | 3.076 | 8.23 | 0 | 0 | 0 | 0
2001-08-21 | 16:00 | 20 | 0 | 833 | 0 | 2.6616 | 0 | 20 | 0 | 20 | 20 | 3.076 | 0 | 20 | 19.9997 | 20 | 20 | 20 | 3.076 | 3.076 | 3.076 | 3.076 | 3.076 | 0 | 8.23 | 0 | 0 | 0 | 20 | 20 | 3.076 | 8.23 | 0 | 0 | 0 | 0
2001-08-21 | 16:10 | 20 | 0 | 822 | 0 | 2.6618 | 0 | 20 | 0 | 20 | 20 | 3.076 | 0 | 20 | 19.9997 | 20 | 20 | 20 | 3.076 | 3.076 | 3.076 | 3.076 | 3.076 | 0 | 8.23 | 0 | 0 | 0 | 20 | 20 | 3.076 | 8.23 | 0 | 0 | 0 | 0
2001-08-21 | 16:20 | 20 | 0 | 811 | 0 | 2.662 | 0 | 20 | 0 | 20 | 20 | 3.076 | 0 | 20 | 19.9997 | 20 | 20 | 20 | 3.076 | 3.076 | 3.076 | 3.076 | 3.076 | 0 | 8.23 | 0 | 0 | 0 | 20 | 20 | 3.076 | 8.23 | 0 | 0 | 0 | 0
2001-08-21 | 16:30 | 20 | 0 | 797 | 0 | 2.6621 | 0 | 20 | 0 | 20 | 20 | 3.076 | 0 | 20 | 19.9997 | 20 | 20 | 20 | 3.076 | 3.076 | 3.076 | 3.076 | 3.076 | 0 | 8.23 | 0 | 0 | 0 | 20 | 20 | 3.076 | 8.23 | 0 | 0 | 0 | 0
2001-08-21 | 16:40 | 20 | 0 | 783 | 0 | 2.6622 | 0 | 20 | 0 | 20 | 20 | 3.076 | 0 | 20 | 19.9997 | 20 | 20 | 20 | 3.076 | 3.076 | 3.076 | 3.076 | 3.076 | 0 | 8.23 | 0 | 0 | 0 | 20 | 20 | 3.076 | 8.23 | 0 | 0 | 0 | 0
2001-08-21 | 16:50 | 20 | 0 | 765 | 0 | 2.6622 | 0 | 20 | 0 | 20 | 20 | 3.076 | 0 | 20 | 19.9997 | 20 | 20 | 20 | 3.076 | 3.076 | 3.076 | 3.076 | 3.076 | 0 | 8.23 | 0 | 0 | 0 | 20 | 20 | 3.076 | 8.23 | 0 | 0 | 0 | 0
2001-08-21 | 17:00 | 20 | 0 | 746 | 0 | 2.6622 | 0 | 20 | 0 | 20 | 20 | 3.076 | 0 | 20 | 19.9997 | 20 | 20 | 20 | 3.076 | 3.076 | 3.076 | 3.076 | 3.076 | 0 | 8.23 | 0 | 0 | 0 | 20 | 20 | 3.076 | 8.23 | 0 | 0 | 0 | 0
2001-08-21 | 17:10 | 20 | 0 | 725 | 0 | 2.6623 | 0 | 20 | 0 | 20 | 20 | 3.076 | 0 | 20 | 19.9997 | 20 | 20 | 20 | 3.076 | 3.076 | 3.076 | 3.076 | 3.076 | 0 | 8.23 | 0 | 0 | 0 | 20 | 20 | 3.076 | 8.23 | 0 | 0 | 0 | 0
2001-08-21 | 17:20 | 20 | 0 | 700 | 0 | 2.6623 | 0 | 20 | 0 | 20 | 20 | 3.076 | 0 | 20 | 19.9997 | 20 | 20 | 20 | 3.076 | 3.076 | 3.076 | 3.076 | 3.076 | 0 | 8.23 | 0 | 0 | 0 | 20 | 20 | 3.076 | 8.23 | 0 | 0 | 0 | 0
2001-08-21 | 17:30 | 20 | 0 | 670 | 0 | 2.6623 | 0 | 20 | 0 | 20 | 20 | 3.076 | 0 | 20 | 19.9997 | 20 | 20 | 20 | 3.076 | 3.076 | 3.076 | 3.076 | 3.076 | 0 | 8.23 | 0 | 0 | 0 | 20 | 20 | 3.076 | 8.23 | 0 | 0 | 0 | 0
2001-08-21 | 17:40 | 20 | 0 | 636 | 0 | 2.6623 | 0 | 20 | 0 | 20 | 20 | 3.076 | 0 | 20 | 19.9997 | 20 | 20 | 20 | 3.076 | 3.076 | 3.076 | 3.076 | 3.076 | 0 | 8.23 | 0 | 0 | 0 | 20 | 20 | 3.076 | 8.23 | 0 | 0 | 0 | 0
2001-08-21 | 17:50 | 20 | 0 | 598 | 0 | 2.6623 | 0 | 20 | 0 | 20 | 20 | 3.076 | 0 | 20 | 19.9997 | 20 | 20 | 20 | 3.076 | 3.076 | 3.076 | 3.076 | 3.076 | 0 | 8.23 | 0 | 0 | 0 | 20 | 20 | 3.076 | 8.23 | 0 | 0 | 0 | 0
2001-08-21 | 18:00 | 20 | 0 | 550 | 0 | 2.6623 | 0 | 20 | 0 | 20 | 20 | 3.076 | 0 | 20 | 19.9997 | 20 | 20 | 20 | 3.076 | 3.076 | 3.076 | 3.076 | 3.076 | 0 | 8.23 | 0 | 0 | 0 | 20 | 20 | 3.076 | 8.23 | 0 | 0 | 0 | 0
2001-08-21 | 18:10 | 20 | 0 | 493 | 0 | 2.6623 | 0 | 20 | 0 | 20 | 20 | 3.076 | 0 | 20 | 19.9997 | 20 | 20 | 20 | 3.076 | 3.076 | 3.076 | 3.076 | 3.076 | 0 | 8.23 | 0 | 0 | 0 | 20 | 20 | 3.076 | 8.23 | 0 | 0 | 0 | 0
2001-08-21 | 18:20 | 20 | 0 | 426 | 0 | 2.6623 | 0 | 20 | 0 | 20 | 20 | 3.076 | 0 | 20 | 19.9997 | 20 | 20 | 20 | 3.076 | 3.076 | 3.076 | 3.076 | 3.076 | 0 | 8.23 | 0 | 0 | 0 | 20 | 20 | 3.076 | 8.23 | 0 | 0 | 0 | 0
2001-08-21 | 18:30 | 20 | 0 | 341 | 0 | 2.6623 | 0 | 20 | 0 | 20 | 20 | 3.076 | 0 | 20 | 19.9997 | 20 | 20 | 20 | 3.076 | 3.076 | 3.076 | 3.076 | 3.076 | 0 | 8.23 | 0 | 0 | 0 | 20 | 20 | 3.076 | 8.23 | 0 | 0 | 0 | 0
2001-08-21 | 18:40 | 20 | 0 | 243 | 0 | 2.6623 | 0 | 20 | 0 | 20 | 20 | 3.076 | 0 | 20 | 19.9997 | 20 | 20 | 20 | 3.076 | 3.076 | 3.076 | 3.076 | 3.076 | 0 | 8.23 | 0 | 0 | 0 | 20 | 20 | 3.076 | 8.23 | 0 | 0 | 0 | 0
2001-08-21 | 18:50 | 20 | 0 | 131 | 0 | 2.6623 | 0 | 20 | 0 | 20 | 20 | 3.076 | 0 | 20 | 19.9997 | 20 | 20 | 20 | 3.076 | 3.076 | 3.076 | 3.076 | 3.076 | 0 | 8.23 | 0 | 0 | 0 | 20 | 20 | 3.076 | 8.23 | 0 | 0 | 0 | 0
2001-08-21 | 19:00 | 20 | 0 | 34 | 0 | 2.6623 | 0 | 20 | 0 | 20 | 20 | 3.076 | 0 | 20 | 19.9997 | 20 | 20 | 20 | 3.076 | 3.076 | 3.076 | 3.076 | 3.076 | 0 | 8.23 | 0 | 0 | 0 | 20 | 20 | 3.076 | 8.23 | 0 | 0 | 0 | 0
2001-08-21 | 19:10 | 20 | 0 | 0 | 0 | 2.6623 | 0 | 20 | 0 | 20 | 20 | 3.076 | 0 | 20 | 19.9997 | 20 | 20 | 20 | 3.076 | 3.076 | 3.076 | 3.076 | 3.076 | 0 | 8.23 | 0 | 0 | 0 | 20 | 20 | 3.076 | 8.23 | 0 | 0 | 0 | 0
2001-08-21 | 19:20 | 20 | 0 | 0 | 0 | 2.6623 | 0 | 20 | 0 | 20 | 20 | 3.076 | 0 | 20 | 19.9997 | 20 | 20 | 20 | 3.076 | 3.076 | 3.076 | 3.076 | 3.076 | 0 | 8.23 | 0 | 0 | 0 | 20 | 20 | 3.076 | 8.23 | 0 | 0 | 0 | 0
2001-08-21 | 19:30 | 20 | 0 | 0 | 0 | 2.6623 | 0 | 20 | 0 | 20 | 20 | 3.076 | 0 | 20 | 19.9997 | 20 | 20 | 20 | 3.076 | 3.076 | 3.076 | 3.076 | 3.076 | 0 | 8.23 | 0 | 0 | 0 | 20 | 20 | 3.076 | 8.23 | 0 | 0 | 0 | 0
2001-08-21 | 19:40 | 20 | 0 | 0 | 0 | 2.6623 | 0 | 20 | 0 | 20 | 20 | 3.076 | 0 | 20 | 19.9997 | 20 | 20 | 20 | 3.076 | 3.076 | 3.076 | 3.076 | 3.076 | 0 | 8.23 | 0 | 0 | 0 | 20 | 20 | 3.076 | 8.23 | 0 | 0 | 0 | 0
2001-08-21 | 19:50 | 20 | 0 | 0 | 0 | 2.6623 | 0 | 20 | 0 | 20 | 20 | 3.076 | 0 | 20 | 19.9997 | 20 | 20 | 20 | 3.076 | 3.076 | 3.076 | 3.076 | 3.076 | 0 | 8.23 | 0 | 0 | 0 | 20 | 20 | 3.076 | 8.23 | 0 | 0 | 0 | 0
2001-08-21 | 20:00 | 20 | 0 | 0 | 0 | 2.6623 | 0 | 20 | 0 | 20 | 20 | 3.076 | 0 | 20 | 19.9997 | 20 | 20 | 20 | 3.076 | 3.076 | 3.076 | 3.076 | 3.076 | 0 | 8.23 | 0 | 0 | 0 | 20 | 20 | 3.076 | 8.23 | 0 | 0 | 0 | 0
2001-08-21 | 20:10 | 20 | 0 | 0 | 0 | 2.6623 | 0 | 20 | 0 | 20 | 20 | 3.076 | 0 | 20 | 19.9997 | 20 | 20 | 20 | 3.076 | 3.076 | 3.076 | 3.076 | 3.076 | 0 | 8.23 | 0 | 0 | 0 | 20 | 20 | 3.076 | 8.23 | 0 | 0 | 0 | 0
2001-08-21 | 20:20 | 20 | 0 | 0 | 0 | 2.6623 | 0 | 20 | 0 | 20 | 20 | 3.076 | 0 | 20 | 19.9997 | 20 | 20 | 20 | 3.076 | 3.076 | 3.076 | 3.076 | 3.076 | 0 | 8.23 | 0 | 0 | 0 | 20 | 20 | 3.076 | 8.23 | 0 | 0 | 0 | 0
2001-08-21 | 20:30 | 20 | 0 | 0 | 0 | 2.6623 | 0 | 20 | 0 | 20 | 20 | 3.076 | 0 | 20 | 19.9997 | 20 | 20 | 20 | 3.076 | 3.076 | 3.076 | 3.076 | 3.076 | 0 | 8.23 | 0 | 0 | 0 | 20 | 20 | 3.076 | 8.23 | 0 | 0 | 0 | 0
2001-08-21 | 20:40 | 20 | 0 | 0 | 0 | 2.6623 | 0 | 20 | 0 | 20 | 20 | 3.076 | 0 | 20 | 19.9997 | 20 | 20 | 20 | 3.076 | 3.076 | 3.076 | 3.076 | 3.076 | 0 | 8.23 | 0 | 0 | 0 | 20 | 20 | 3.076 | 8.23 | 0 | 0 | 0 | 0
2001-08-21 | 20:50 | 20 | 0 | 0 | 0 | 2.6623 | 0 | 20 | 0 | 20 | 20 | 3.076 | 0 | 20 | 19.9997 | 20 | 20 | 20 | 3.076 | 3.076 | 3.076 | 3.076 | 3.076 | 0 | 8.23 | 0 | 0 | 0 | 20 | 20 | 3.076 | 8.23 | 0 | 0 | 0 | 0
2001-08-21 | 21:00 | 20 | 0 | 0 | 0 | 2.6623 | 0 | 20 | 0 | 20 | 20 | 3.076 | 0 | 20 | 19.9997 | 20 | 20 | 20 | 3.076 | 3.076 | 3.076 | 3.076 | 3.076 | 0 | 8.23 | 0 | 0 | 0 | 20 | 20 | 3.076 | 8.23 | 0 | 0 | 0 | 0
2001-08-21 | 21:10 | 20 | 0 | 0 | 0 | 2.6623 | 0 | 20 | 0 | 20 | 20 | 3.076 | 0 | 20 | 19.9997 | 20 | 20 | 20 | 3.076 | 3.076 | 3.076 | 3.076 | 3.076 | 0 | 8.23 | 0 | 0 | 0 | 20 | 20 | 3.076 | 8.23 | 0 | 0 | 0 | 0
2001-08-21 | 21:20 | 20 | 0 | 0 | 0 | 2.6623 | 0 | 20 | 0 | 20 | 20 | 3.076 | 0 | 20 | 19.9997 | 20 | 20 | 20 | 3.076 | 3.076 | 3.076 | 3.076 | 3.076 | 0 | 8.23 | 0 | 0 | 0 | 20 | 20 | 3.076 | 8.23 | 0 | 0 | 0 | 0
2001-08-21 | 21:30 | 20 | 0 | 0 | 0 | 2.6623 | 0 | 20 | 0 | 20 | 20 | 3.076 | 0 | 20 | 19.9997 | 20 | 20 | 20 | 3.076 | 3.076 | 3.076 | 3.076 | 3.076 | 0 | 8.23 | 0 | 0 | 0 | 20 | 20 | 3.076 | 8.23 | 0 | 0 | 0 | 0
2001-08-21 | 21:40 | 20 | 0 | 0 | 0 | 2.6623 | 0 | 20 | 0 | 20 | 20 | 3.076 | 0 | 20 | 19.9997 | 20 | 20 | 20 | 3.076 | 3.076 | 3.076 | 3.076 | 3.076 | 0 | 8.23 | 0 | 0 | 0 | 20 | 20 | 3.076 | 8.23 | 0 | 0 | 0 | 0
2001-08-21 | 21:50 | 20 | 0 | 0 | 0 | 2.6623 | 0 | 20 | 0 | 20 | 20 | 3.076 | 0 | 20 | 19.9997 | 20 | 20 | 20 | 3.076 | 3.076 | 3.076 | 3.076 | 3.076 | 0 | 8.23 | 0 | 0 | 0 | 20 | 20 | 3.076 | 8.23 | 0 | 0 | 0 | 0
2001-08-21 | 22:00 | 20 | 0 | 0 | 0 | 2.6623 | 0 | 20 | 0 | 20 | 20 | 3.076 | 0 | 20 | 19.9997 | 20 | 20 | 20 | 3.076 | 3.076 | 3.076 | 3.076 | 3.076 | 0 | 8.23 | 0 | 0 | 0 | 20 | 20 | 3.076 | 8.23 | 0 | 0 | 0 | 0
2001-08-21 | 22:10 | 20 | 0 | 0 | 0 | 2.6623 | 0 | 20 | 0 | 20 | 20 | 3.076 | 0 | 20 | 19.9997 | 20 | 20 | 20 | 3.076 | 3.076 | 3.076 | 3.076 | 3.076 | 0 | 8.23 | 0 | 0 | 0 | 20 | 20 | 3.076 | 8.23 | 0 | 0 | 0 | 0
2001-08-21 | 22:20 | 20 | 0 | 0 | 0 | 2.6623 | 0 | 20 | 0 | 20 | 20 | 3.076 | 0 | 20 | 19.9997 | 20 | 20 | 20 | 3.076 | 3.076 | 3.076 | 3.076 | 3.076 | 0 | 8.23 | 0 | 0 | 0 | 20 | 20 | 3.076 | 8.23 | 0 | 0 | 0 | 0
2001-08-21 | 22:30 | 20 | 0 | 0 | 0 | 2.6623 | 0 | 20 | 0 | 20 | 20 | 3.076 | 0 | 20 | 19.9997 | 20 | 20 | 20 | 3.076 | 3.076 | 3.076 | 3.076 | 3.076 | 0 | 8.23 | 0 | 0 | 0 | 20 | 20 | 3.076 | 8.23 | 0 | 0 | 0 | 0
2001-08-21 | 22:40 | 20 | 0 | 0 | 0 | 2.6623 | 0 | 20 | 0 | 20 | 20 | 3.076 | 0 | 20 | 19.9997 | 20 | 20 | 20 | 3.076 | 3.076 | 3.076 | 3.076 | 3.076 | 0 | 8.23 | 0 | 0 | 0 | 20 | 20 | 3.076 | 8.23 | 0 | 0 | 0 | 0
2001-08-21 | 22:50 | 20 | 0 | 0 | 0 | 2.6623 | 0 | 20 | 0 | 20 | 20 | 3.076 | 0 | 20 | 19.9997 | 20 | 20 | 20 | 3.076 | 3.076 | 3.076 | 3.076 | 3.076 | 0 | 8.23 | 0 | 0 | 0 | 20 | 20 | 3.076 | 8.23 | 0 | 0 | 0 | 0
2001-08-21 | 23:00 | 20 | 0 | 0 | 0 | 2.6623 | 0 | 20 | 0 | 20 | 20 | 3.076 | 0 | 20 | 19.9997 | 20 | 20 | 20 | 3.076 | 3.076 | 3.076 | 3.076 | 3.076 | 0 | 8.23 | 0 | 0 | 0 | 20 | 20 | 3.076 | 8.23 | 0 | 0 | 0 | 0
2001-08-21 | 23:10 | 20 | 0 | 0 | 0 | 2.6623 | 0 | 20 | 0 | 20 | 20 | 3.076 | 0 | 20 | 19.9997 | 20 | 20 | 20 | 3.076 | 3.076 | 3.076 | 3.076 | 3.076 | 0 | 8.23 | 0 | 0 | 0 | 20 | 20 | 3.076 | 8.23 | 0 | 0 | 0 | 0
2001-08-21 | 23:20 | 20 | 0 | 0 | 0 | 2.6623 | 0 | 20 | 0 | 20 | 20 | 3.076 | 0 | 20 | 19.9997 | 20 | 20 | 20 | 3.076 | 3.076 | 3.076 | 3.076 | 3.076 | 0 | 8.23 | 0 | 0 | 0 | 20 | 20 | 3.076 | 8.23 | 0 | 0 | 0 | 0
2001-08-21 | 23:30 | 20 | 0 | 0 | 0 | 2.6623 | 0 | 20 | 0 | 20 | 20 | 3.076 | 0 | 20 | 19.9997 | 20 | 20 | 20 | 3.076 | 3.076 | 3.076 | 3.076 | 3.076 | 0 | 8.23 | 0 | 0 | 0 | 20 | 20 | 3.076 | 8.23 | 0 | 0 | 0 | 0
2001-08-21 | 23:40 | 20 | 0 | 0 | 0 | 2.6623 | 0 | 20 | 0 | 20 | 20 | 3.076 | 0 | 20 | 19.9997 | 20 | 20 | 20 | 3.076 | 3.076 | 3.076 | 3.076 | 3.076 | 0 | 8.23 | 0 | 0 | 0 | 20 | 20 | 3.076 | 8.23 | 0 | 0 | 0 | 0
2001-08-21 | 23:50 | 20 | 0 | 0 | 0 | 2.6623 | 0 | 20 | 0 | 20 | 20 | 3.076 | 0 | 20 | 19.9997 | 20 | 20 | 20 | 3.076 | 3.076 | 3.076 | 3.076 | 3.076 | 0 | 8.23 | 0 | 0 | 0 | 20 | 20 | 3.076 | 8.23 | 0 | 0 | 0 | 0
2001-08-21 | 24:00 | 20 | 0 | 0 | 0 | 2.6623 | 0 | 20 | 0 | 20 | 20 | 3.076 | 0 | 20 | 19.9997 | 20 | 20 | 20 | 3.076 | 3.076 | 3.076 | 3.076 | 3.076 | 0 | 8.23 | 0 | 0 | 0 | 20 | 20 | 3.076 | 8.23 | 0 | 0 | 0 | 0
|  | 0 | 0 | 0 | 0 | 0 | 0 | 0 | 0 | 0 | 0 | 0 | 0 | 0 | 0 | 0 | 0 | 0 | 0 | 0 | 0 | 0 | 0 | 0 | 0 | 0 | 0 | 0 | 0 | 0 | 0 | 0 | 0 | 0 | 0
[28 empty] | Average when Sun shinning |  |  | 3.076

## ASHRAE Data-Setback-East
ASHRAE Analytical Test WinReveal
4 m2 East Facing Window
Window setback 0.3 m from wall
Data taken from D:\ASHRAE 1052RP OUTPUTS
Date | Time | 1052RP SunlitArea_Reveal | 1052RP Load | 1052RP LoadShade_Reveal
2001-08-21 | 0:10
2001-08-21 | 0:20
2001-08-21 | 0:30
2001-08-21 | 0:40
2001-08-21 | 0:50
2001-08-21 | 1:00
2001-08-21 | 1:10
2001-08-21 | 1:20
2001-08-21 | 1:30
2001-08-21 | 1:40
2001-08-21 | 1:50
2001-08-21 | 2:00
2001-08-21 | 2:10
2001-08-21 | 2:20
2001-08-21 | 2:30
2001-08-21 | 2:40
2001-08-21 | 2:50
2001-08-21 | 3:00
2001-08-21 | 3:10
2001-08-21 | 3:20
2001-08-21 | 3:30
2001-08-21 | 3:40
2001-08-21 | 3:50
2001-08-21 | 4:00
2001-08-21 | 4:10
2001-08-21 | 4:20
2001-08-21 | 4:30
2001-08-21 | 4:40
2001-08-21 | 4:50
2001-08-21 | 5:00
2001-08-21 | 5:10
2001-08-21 | 5:20
2001-08-21 | 5:30
2001-08-21 | 5:40
2001-08-21 | 5:50
2001-08-21 | 6:00
2001-08-21 | 6:10 | 3.8366 | 0.0349 | 0.0334
2001-08-21 | 6:20 | 3.8334 | 79.2183 | 75.9197
2001-08-21 | 6:30 | 3.828 | 410.6597 | 393.0045
2001-08-21 | 6:40 | 3.8213 | 796.2592 | 760.6816
2001-08-21 | 6:50 | 3.8153 | 1136.8873 | 1084.3897
2001-08-21 | 7:00 | 3.8079 | 1416.9673 | 1348.9019
2001-08-21 | 7:10 | 3.7989 | 1652.5137 | 1569.4276
2001-08-21 | 7:20 | 3.7915 | 1831.1863 | 1735.7355
2001-08-21 | 7:30 | 3.7813 | 1978.6291 | 1870.4577
2001-08-21 | 7:40 | 3.7714 | 2092.7666 | 1973.1612
2001-08-21 | 7:50 | 3.7618 | 2175.3292 | 2045.7685
2001-08-21 | 8:00 | 3.7382 | 2238.4844 | 2091.966
2001-08-21 | 8:10 | 3.698 | 2280.8437 | 2108.6495
2001-08-21 | 8:20 | 3.6569 | 2304.9644 | 2107.2497
2001-08-21 | 8:30 | 3.615 | 2312.2443 | 2089.6724
2001-08-21 | 8:40 | 3.5704 | 2305.5953 | 2057.9523
2001-08-21 | 8:50 | 3.5242 | 2285.4495 | 2013.5678
2001-08-21 | 9:00 | 3.4755 | 2252.842 | 1957.4243
2001-08-21 | 9:10 | 3.4242 | 2208.3699 | 1890.4496
2001-08-21 | 9:20 | 3.3697 | 2153.3791 | 1814.0608
2001-08-21 | 9:30 | 3.3123 | 2088.6924 | 1729.607
2001-08-21 | 9:40 | 3.2503 | 2013.7817 | 1636.3507
2001-08-21 | 9:50 | 3.1829 | 1928.9455 | 1534.9132
2001-08-21 | 10:00 | 3.1116 | 1837.909 | 1429.6894
2001-08-21 | 10:10 | 3.0292 | 1732.9309 | 1312.3475
2001-08-21 | 10:20 | 2.9434 | 1626.6524 | 1196.9836
2001-08-21 | 10:30 | 2.8432 | 1506.8916 | 1071.1147
2001-08-21 | 10:40 | 2.7299 | 1379.9728 | 941.7998
2001-08-21 | 10:50 | 2.6012 | 1246.3795 | 810.5259
2001-08-21 | 11:00 | 2.457 | 1111.7588 | 682.8915
2001-08-21 | 11:10 | 2.2792 | 964.8347 | 549.7544
2001-08-21 | 11:20 | 2.0733 | 819.9351 | 424.9831
2001-08-21 | 11:30 | 1.8203 | 672.9935 | 306.2556
2001-08-21 | 11:40 | 1.5019 | 527.21 | 197.9585
2001-08-21 | 11:50 | 1.0991 | 389.6179 | 107.0586
2001-08-21 | 12:00 | 0.5735 | 263.9376 | 37.8392
2001-08-21 | 12:10 | 0 | 154.481 | 0
2001-08-21 | 12:20 | 0 | 70.4001 | 0
2001-08-21 | 12:30 | 0 | 17.2636 | 0
2001-08-21 | 12:40 | 0 | 0.0248 | 0
2001-08-21 | 12:50 | 0 | 0 | 0
2001-08-21 | 13:00 | 0 | 0 | 0
2001-08-21 | 13:10 | 0 | 0 | 0
2001-08-21 | 13:20 | 0 | 0 | 0
2001-08-21 | 13:30 | 0 | 0 | 0
2001-08-21 | 13:40 | 0 | 0 | 0
2001-08-21 | 13:50 | 0 | 0 | 0
2001-08-21 | 14:00 | 0 | 0 | 0
2001-08-21 | 14:10 | 0 | 0 | 0
2001-08-21 | 14:20 | 0 | 0 | 0
2001-08-21 | 14:30 | 0 | 0 | 0
2001-08-21 | 14:40 | 0 | 0 | 0
2001-08-21 | 14:50 | 0 | 0 | 0
2001-08-21 | 15:00 | 0 | 0 | 0
2001-08-21 | 15:10 | 0 | 0 | 0
2001-08-21 | 15:20 | 0 | 0 | 0
2001-08-21 | 15:30 | 0 | 0 | 0
2001-08-21 | 15:40 | 0 | 0 | 0
2001-08-21 | 15:50 | 0 | 0 | 0
2001-08-21 | 16:00 | 0 | 0 | 0
2001-08-21 | 16:10 | 0 | 0 | 0
2001-08-21 | 16:20 | 0 | 0 | 0
2001-08-21 | 16:30 | 0 | 0 | 0
2001-08-21 | 16:40 | 0 | 0 | 0
2001-08-21 | 16:50 | 0 | 0 | 0
2001-08-21 | 17:00 | 0 | 0 | 0
2001-08-21 | 17:10 | 0 | 0 | 0
2001-08-21 | 17:20 | 0 | 0 | 0
2001-08-21 | 17:30 | 0 | 0 | 0
2001-08-21 | 17:40 | 0 | 0 | 0
2001-08-21 | 17:50 | 0 | 0 | 0
2001-08-21 | 18:00 | 0 | 0 | 0
2001-08-21 | 18:10 | 0 | 0 | 0
2001-08-21 | 18:20 | 0 | 0 | 0
2001-08-21 | 18:30 | 0 | 0 | 0
2001-08-21 | 18:40 | 0 | 0 | 0
2001-08-21 | 18:50 | 0 | 0 | 0
2001-08-21 | 19:00 | 0 | 0 | 0
2001-08-21 | 19:10 | 0 | 0 | 0