## EPlus Data-NoSetback
EnergyPlus Analytical Test WinReveal-NoShade
4 m2 South Facing Window
No shading
Date | Time | Environment:Outdoor Dry Bulb [C](TimeStep) | Environment:Diffuse Solar [W/m2](TimeStep) | Environment:Direct Solar [W/m2](TimeStep) | Environment:Ground Reflected Solar [W/m2](TimeStep) | ZONE ONE:Zone/Sys Sensible Heating Energy[J](TimeStep) | ZONE ONE:Zone/Sys Sensible Cooling Energy[J](TimeStep) | ZONE ONE:Mean Air Temperature[C](TimeStep) | EnergyPlus-No Reveal-ZONE ONE:Zone Transmitted Solar[W](TimeStep) | ZONE SURFACE SOUTH:Surface Inside Temperature[C](TimeStep) | ZONE SURFACE SOUTH:Surface Outside Temperature[C](TimeStep) | ZONE SURFACE SOUTH:Surface Int Convection Coeff[W/m2-K](TimeStep) | ZONE SURFACE SOUTH:Surface Ext Convection Coeff[W/m2-K](TimeStep) | ZONE SURFACE NORTH:Surface Inside Temperature[C](TimeStep) | ZONE SURFACE EAST:Surface Inside Temperature[C](TimeStep) | ZONE SURFACE WEST:Surface Inside Temperature[C](TimeStep) | ZONE SURFACE CEILING:Surface Inside Temperature[C](TimeStep) | ZONE SURFACE FLOOR:Surface Inside Temperature[C](TimeStep) | ZONE SURFACE NORTH:Surface Int Convection Coeff[W/m2-K](TimeStep) | ZONE SURFACE EAST:Surface Int Convection Coeff[W/m2-K](TimeStep) | ZONE SURFACE WEST:Surface Int Convection Coeff[W/m2-K](TimeStep) | ZONE SURFACE CEILING:Surface Int Convection Coeff[W/m2-K](TimeStep) | ZONE SURFACE FLOOR:Surface Int Convection Coeff[W/m2-K](TimeStep) | ZONE SURFACE NORTH:Surface Ext Convection Coeff[W/m2-K](TimeStep) | ZONE SURFACE EAST:Surface Ext Convection Coeff[W/m2-K](TimeStep) | ZONE SURFACE WEST:Surface Ext Convection Coeff[W/m2-K](TimeStep) | ZONE SURFACE CEILING:Surface Ext Convection Coeff[W/m2-K](TimeStep) | ZONE SURFACE FLOOR:Surface Ext Convection Coeff[W/m2-K](TimeStep) | ZONE SUBSURFACE 1:Surface Inside Temperature[C](TimeStep) | ZONE SUBSURFACE 1:Surface Outside Temperature[C](TimeStep) | ZONE SUBSURFACE 1:Surface Int Convection Coeff[W/m2-K](TimeStep) | ZONE SUBSURFACE 1:Surface Ext Convection Coeff[W/m2-K](TimeStep) | ZONE SUBSURFACE 1:Surface Ext Solar Incident[W/m2](TimeStep) | ZONE SUBSURFACE 1:Surface Ext Sunlit Area [m2](TimeStep) | ZONE SUBSURFACE 1:Surface Ext Sunlit Area [m2](TimeStep) | EnergyPlus - No Reveal
2001-08-21 | 0:10 | 20 | 0 | 0 | 0 | 2.5413 | 0 | 20 | 0 | 19.9997 | 18.4075 | 3.076 | 8.23 | 20 | 20 | 20 | 20 | 20 | 3.076 | 3.076 | 3.076 | 3.076 | 3.076 | 0 | 0 | 0 | 0 | 0 | 20 | 20 | 3.076 | 8.23 | 0 | 0 | 0 | 0
2001-08-21 | 0:20 | 20 | 0 | 0 | 0 | 2.5413 | 0 | 20 | 0 | 19.9997 | 18.4075 | 3.076 | 8.23 | 20 | 20 | 20 | 20 | 20 | 3.076 | 3.076 | 3.076 | 3.076 | 3.076 | 0 | 0 | 0 | 0 | 0 | 20 | 20 | 3.076 | 8.23 | 0 | 0 | 0 | 0
2001-08-21 | 0:30 | 20 | 0 | 0 | 0 | 2.5413 | 0 | 20 | 0 | 19.9997 | 18.4075 | 3.076 | 8.23 | 20 | 20 | 20 | 20 | 20 | 3.076 | 3.076 | 3.076 | 3.076 | 3.076 | 0 | 0 | 0 | 0 | 0 | 20 | 20 | 3.076 | 8.23 | 0 | 0 | 0 | 0
2001-08-21 | 0:40 | 20 | 0 | 0 | 0 | 2.5413 | 0 | 20 | 0 | 19.9997 | 18.4075 | 3.076 | 8.23 | 20 | 20 | 20 | 20 | 20 | 3.076 | 3.076 | 3.076 | 3.076 | 3.076 | 0 | 0 | 0 | 0 | 0 | 20 | 20 | 3.076 | 8.23 | 0 | 0 | 0 | 0
2001-08-21 | 0:50 | 20 | 0 | 0 | 0 | 2.5413 | 0 | 20 | 0 | 19.9997 | 18.4075 | 3.076 | 8.23 | 20 | 20 | 20 | 20 | 20 | 3.076 | 3.076 | 3.076 | 3.076 | 3.076 | 0 | 0 | 0 | 0 | 0 | 20 | 20 | 3.076 | 8.23 | 0 | 0 | 0 | 0
2001-08-21 | 1:00 | 20 | 0 | 0 | 0 | 2.5413 | 0 | 20 | 0 | 19.9997 | 18.4075 | 3.076 | 8.23 | 20 | 20 | 20 | 20 | 20 | 3.076 | 3.076 | 3.076 | 3.076 | 3.076 | 0 | 0 | 0 | 0 | 0 | 20 | 20 | 3.076 | 8.23 | 0 | 0 | 0 | 0
2001-08-21 | 1:10 | 20 | 0 | 0 | 0 | 2.5413 | 0 | 20 | 0 | 19.9997 | 18.4075 | 3.076 | 8.23 | 20 | 20 | 20 | 20 | 20 | 3.076 | 3.076 | 3.076 | 3.076 | 3.076 | 0 | 0 | 0 | 0 | 0 | 20 | 20 | 3.076 | 8.23 | 0 | 0 | 0 | 0
2001-08-21 | 1:20 | 20 | 0 | 0 | 0 | 2.5413 | 0 | 20 | 0 | 19.9997 | 18.4075 | 3.076 | 8.23 | 20 | 20 | 20 | 20 | 20 | 3.076 | 3.076 | 3.076 | 3.076 | 3.076 | 0 | 0 | 0 | 0 | 0 | 20 | 20 | 3.076 | 8.23 | 0 | 0 | 0 | 0
2001-08-21 | 1:30 | 20 | 0 | 0 | 0 | 2.5413 | 0 | 20 | 0 | 19.9997 | 18.4075 | 3.076 | 8.23 | 20 | 20 | 20 | 20 | 20 | 3.076 | 3.076 | 3.076 | 3.076 | 3.076 | 0 | 0 | 0 | 0 | 0 | 20 | 20 | 3.076 | 8.23 | 0 | 0 | 0 | 0
2001-08-21 | 1:40 | 20 | 0 | 0 | 0 | 2.5413 | 0 | 20 | 0 | 19.9997 | 18.4075 | 3.076 | 8.23 | 20 | 20 | 20 | 20 | 20 | 3.076 | 3.076 | 3.076 | 3.076 | 3.076 | 0 | 0 | 0 | 0 | 0 | 20 | 20 | 3.076 | 8.23 | 0 | 0 | 0 | 0
2001-08-21 | 1:50 | 20 | 0 | 0 | 0 | 2.5413 | 0 | 20 | 0 | 19.9997 | 18.4075 | 3.076 | 8.23 | 20 | 20 | 20 | 20 | 20 | 3.076 | 3.076 | 3.076 | 3.076 | 3.076 | 0 | 0 | 0 | 0 | 0 | 20 | 20 | 3.076 | 8.23 | 0 | 0 | 0 | 0
2001-08-21 | 2:00 | 20 | 0 | 0 | 0 | 2.5413 | 0 | 20 | 0 | 19.9997 | 18.4075 | 3.076 | 8.23 | 20 | 20 | 20 | 20 | 20 | 3.076 | 3.076 | 3.076 | 3.076 | 3.076 | 0 | 0 | 0 | 0 | 0 | 20 | 20 | 3.076 | 8.23 | 0 | 0 | 0 | 0
2001-08-21 | 2:10 | 20 | 0 | 0 | 0 | 2.5413 | 0 | 20 | 0 | 19.9997 | 18.4075 | 3.076 | 8.23 | 20 | 20 | 20 | 20 | 20 | 3.076 | 3.076 | 3.076 | 3.076 | 3.076 | 0 | 0 | 0 | 0 | 0 | 20 | 20 | 3.076 | 8.23 | 0 | 0 | 0 | 0
2001-08-21 | 2:20 | 20 | 0 | 0 | 0 | 2.5413 | 0 | 20 | 0 | 19.9997 | 18.4075 | 3.076 | 8.23 | 20 | 20 | 20 | 20 | 20 | 3.076 | 3.076 | 3.076 | 3.076 | 3.076 | 0 | 0 | 0 | 0 | 0 | 20 | 20 | 3.076 | 8.23 | 0 | 0 | 0 | 0
2001-08-21 | 2:30 | 20 | 0 | 0 | 0 | 2.5413 | 0 | 20 | 0 | 19.9997 | 18.4075 | 3.076 | 8.23 | 20 | 20 | 20 | 20 | 20 | 3.076 | 3.076 | 3.076 | 3.076 | 3.076 | 0 | 0 | 0 | 0 | 0 | 20 | 20 | 3.076 | 8.23 | 0 | 0 | 0 | 0
2001-08-21 | 2:40 | 20 | 0 | 0 | 0 | 2.5413 | 0 | 20 | 0 | 19.9997 | 18.4075 | 3.076 | 8.23 | 20 | 20 | 20 | 20 | 20 | 3.076 | 3.076 | 3.076 | 3.076 | 3.076 | 0 | 0 | 0 | 0 | 0 | 20 | 20 | 3.076 | 8.23 | 0 | 0 | 0 | 0
2001-08-21 | 2:50 | 20 | 0 | 0 | 0 | 2.5413 | 0 | 20 | 0 | 19.9997 | 18.4075 | 3.076 | 8.23 | 20 | 20 | 20 | 20 | 20 | 3.076 | 3.076 | 3.076 | 3.076 | 3.076 | 0 | 0 | 0 | 0 | 0 | 20 | 20 | 3.076 | 8.23 | 0 | 0 | 0 | 0
2001-08-21 | 3:00 | 20 | 0 | 0 | 0 | 2.5413 | 0 | 20 | 0 | 19.9997 | 18.4075 | 3.076 | 8.23 | 20 | 20 | 20 | 20 | 20 | 3.076 | 3.076 | 3.076 | 3.076 | 3.076 | 0 | 0 | 0 | 0 | 0 | 20 | 20 | 3.076 | 8.23 | 0 | 0 | 0 | 0
2001-08-21 | 3:10 | 20 | 0 | 0 | 0 | 2.5413 | 0 | 20 | 0 | 19.9997 | 18.4075 | 3.076 | 8.23 | 20 | 20 | 20 | 20 | 20 | 3.076 | 3.076 | 3.076 | 3.076 | 3.076 | 0 | 0 | 0 | 0 | 0 | 20 | 20 | 3.076 | 8.23 | 0 | 0 | 0 | 0
2001-08-21 | 3:20 | 20 | 0 | 0 | 0 | 2.5413 | 0 | 20 | 0 | 19.9997 | 18.4075 | 3.076 | 8.23 | 20 | 20 | 20 | 20 | 20 | 3.076 | 3.076 | 3.076 | 3.076 | 3.076 | 0 | 0 | 0 | 0 | 0 | 20 | 20 | 3.076 | 8.23 | 0 | 0 | 0 | 0
2001-08-21 | 3:30 | 20 | 0 | 0 | 0 | 2.5413 | 0 | 20 | 0 | 19.9997 | 18.4075 | 3.076 | 8.23 | 20 | 20 | 20 | 20 | 20 | 3.076 | 3.076 | 3.076 | 3.076 | 3.076 | 0 | 0 | 0 | 0 | 0 | 20 | 20 | 3.076 | 8.23 | 0 | 0 | 0 | 0
2001-08-21 | 3:40 | 20 | 0 | 0 | 0 | 2.5413 | 0 | 20 | 0 | 19.9997 | 18.4075 | 3.076 | 8.23 | 20 | 20 | 20 | 20 | 20 | 3.076 | 3.076 | 3.076 | 3.076 | 3.076 | 0 | 0 | 0 | 0 | 0 | 20 | 20 | 3.076 | 8.23 | 0 | 0 | 0 | 0
2001-08-21 | 3:50 | 20 | 0 | 0 | 0 | 2.5413 | 0 | 20 | 0 | 19.9997 | 18.4075 | 3.076 | 8.23 | 20 | 20 | 20 | 20 | 20 | 3.076 | 3.076 | 3.076 | 3.076 | 3.076 | 0 | 0 | 0 | 0 | 0 | 20 | 20 | 3.076 | 8.23 | 0 | 0 | 0 | 0
2001-08-21 | 4:00 | 20 | 0 | 0 | 0 | 2.5413 | 0 | 20 | 0 | 19.9997 | 18.4075 | 3.076 | 8.23 | 20 | 20 | 20 | 20 | 20 | 3.076 | 3.076 | 3.076 | 3.076 | 3.076 | 0 | 0 | 0 | 0 | 0 | 20 | 20 | 3.076 | 8.23 | 0 | 0 | 0 | 0
2001-08-21 | 4:10 | 20 | 0 | 0 | 0 | 2.5413 | 0 | 20 | 0 | 19.9997 | 18.4075 | 3.076 | 8.23 | 20 | 20 | 20 | 20 | 20 | 3.076 | 3.076 | 3.076 | 3.076 | 3.076 | 0 | 0 | 0 | 0 | 0 | 20 | 20 | 3.076 | 8.23 | 0 | 0 | 0 | 0
2001-08-21 | 4:20 | 20 | 0 | 0 | 0 | 2.5413 | 0 | 20 | 0 | 19.9997 | 18.4075 | 3.076 | 8.23 | 20 | 20 | 20 | 20 | 20 | 3.076 | 3.076 | 3.076 | 3.076 | 3.076 | 0 | 0 | 0 | 0 | 0 | 20 | 20 | 3.076 | 8.23 | 0 | 0 | 0 | 0
2001-08-21 | 4:30 | 20 | 0 | 0 | 0 | 2.5413 | 0 | 20 | 0 | 19.9997 | 18.4075 | 3.076 | 8.23 | 20 | 20 | 20 | 20 | 20 | 3.076 | 3.076 | 3.076 | 3.076 | 3.076 | 0 | 0 | 0 | 0 | 0 | 20 | 20 | 3.076 | 8.23 | 0 | 0 | 0 | 0
2001-08-21 | 4:40 | 20 | 0 | 0 | 0 | 2.5413 | 0 | 20 | 0 | 19.9997 | 18.4075 | 3.076 | 8.23 | 20 | 20 | 20 | 20 | 20 | 3.076 | 3.076 | 3.076 | 3.076 | 3.076 | 0 | 0 | 0 | 0 | 0 | 20 | 20 | 3.076 | 8.23 | 0 | 0 | 0 | 0
2001-08-21 | 4:50 | 20 | 0 | 0 | 0 | 2.5413 | 0 | 20 | 0 | 19.9997 | 18.4075 | 3.076 | 8.23 | 20 | 20 | 20 | 20 | 20 | 3.076 | 3.076 | 3.076 | 3.076 | 3.076 | 0 | 0 | 0 | 0 | 0 | 20 | 20 | 3.076 | 8.23 | 0 | 0 | 0 | 0
2001-08-21 | 5:00 | 20 | 0 | 0 | 0 | 2.5413 | 0 | 20 | 0 | 19.9997 | 18.4075 | 3.076 | 8.23 | 20 | 20 | 20 | 20 | 20 | 3.076 | 3.076 | 3.076 | 3.076 | 3.076 | 0 | 0 | 0 | 0 | 0 | 20 | 20 | 3.076 | 8.23 | 0 | 0 | 0 | 0
2001-08-21 | 5:10 | 20 | 0 | 0 | 0 | 2.5413 | 0 | 20 | 0 | 19.9997 | 18.4075 | 3.076 | 8.23 | 20 | 20 | 20 | 20 | 20 | 3.076 | 3.076 | 3.076 | 3.076 | 3.076 | 0 | 0 | 0 | 0 | 0 | 20 | 20 | 3.076 | 8.23 | 0 | 0 | 0 | 0
2001-08-21 | 5:20 | 20 | 0 | 0 | 0 | 2.5413 | 0 | 20 | 0 | 19.9997 | 18.4075 | 3.076 | 8.23 | 20 | 20 | 20 | 20 | 20 | 3.076 | 3.076 | 3.076 | 3.076 | 3.076 | 0 | 0 | 0 | 0 | 0 | 20 | 20 | 3.076 | 8.23 | 0 | 0 | 0 | 0
2001-08-21 | 5:30 | 20 | 0 | 0 | 0 | 2.5413 | 0 | 20 | 0 | 19.9997 | 18.4075 | 3.076 | 8.23 | 20 | 20 | 20 | 20 | 20 | 3.076 | 3.076 | 3.076 | 3.076 | 3.076 | 0 | 0 | 0 | 0 | 0 | 20 | 20 | 3.076 | 8.23 | 0 | 0 | 0 | 0
2001-08-21 | 5:40 | 20 | 0 | 0 | 0 | 2.5413 | 0 | 20 | 0 | 19.9997 | 18.4075 | 3.076 | 8.23 | 20 | 20 | 20 | 20 | 20 | 3.076 | 3.076 | 3.076 | 3.076 | 3.076 | 0 | 0 | 0 | 0 | 0 | 20 | 20 | 3.076 | 8.23 | 0 | 0 | 0 | 0
2001-08-21 | 5:50 | 20 | 0 | 0 | 0 | 2.5413 | 0 | 20 | 0 | 19.9997 | 18.4075 | 3.076 | 8.23 | 20 | 20 | 20 | 20 | 20 | 3.076 | 3.076 | 3.076 | 3.076 | 3.076 | 0 | 0 | 0 | 0 | 0 | 20 | 20 | 3.076 | 8.23 | 0 | 0 | 0 | 0
2001-08-21 | 6:00 | 20 | 0 | 0 | 0 | 2.5413 | 0 | 20 | 0 | 19.9997 | 18.4075 | 3.076 | 8.23 | 20 | 20 | 20 | 20 | 20 | 3.076 | 3.076 | 3.076 | 3.076 | 3.076 | 0 | 0 | 0 | 0 | 0 | 20 | 20 | 3.076 | 8.23 | 0 | 0 | 0 | 0
2001-08-21 | 6:10 | 20 | 0 | 78.6667 | 0 | 2.5413 | 0 | 20 | 0 | 19.9997 | 18.4075 | 3.076 | 8.23 | 20 | 20 | 20 | 20 | 20 | 3.076 | 3.076 | 3.076 | 3.076 | 3.076 | 0 | 0 | 0 | 0 | 0 | 20 | 20 | 3.076 | 8.23 | 0 | 0 | 0 | 0
2001-08-21 | 6:20 | 20 | 0 | 98.3333 | 0 | 2.5413 | 0 | 20 | 0 | 19.9997 | 18.4075 | 3.076 | 8.23 | 20 | 20 | 20 | 20 | 20 | 3.076 | 3.076 | 3.076 | 3.076 | 3.076 | 0 | 0 | 0 | 0 | 0 | 20 | 20 | 3.076 | 8.23 | 0 | 0 | 0 | 0
2001-08-21 | 6:30 | 20 | 0 | 118 | 0 | 2.5413 | 0 | 20 | 0 | 19.9997 | 18.4075 | 3.076 | 8.23 | 20 | 20 | 20 | 20 | 20 | 3.076 | 3.076 | 3.076 | 3.076 | 3.076 | 0 | 0 | 0 | 0 | 0 | 20 | 20 | 3.076 | 8.23 | 0 | 0 | 0 | 0
2001-08-21 | 6:40 | 20 | 0 | 190.8333 | 0 | 2.5413 | 0 | 20 | 0 | 19.9997 | 18.4075 | 3.076 | 8.23 | 20 | 20 | 20 | 20 | 20 | 3.076 | 3.076 | 3.076 | 3.076 | 3.076 | 0 | 0 | 0 | 0 | 0 | 20 | 20 | 3.076 | 8.23 | 0 | 0 | 0 | 0
2001-08-21 | 6:50 | 20 | 0 | 263.6667 | 0 | 2.5413 | 0 | 20 | 0 | 19.9997 | 18.4075 | 3.076 | 8.23 | 20 | 20 | 20 | 20 | 20 | 3.076 | 3.076 | 3.076 | 3.076 | 3.076 | 0 | 0 | 0 | 0 | 0 | 20 | 20 | 3.076 | 8.23 | 0 | 0 | 0 | 0
2001-08-21 | 7:00 | 20 | 0 | 336.5 | 0 | 2.5413 | 0 | 20 | 0 | 19.9997 | 18.4075 | 3.076 | 8.23 | 20 | 20 | 20 | 20 | 20 | 3.076 | 3.076 | 3.076 | 3.076 | 3.076 | 0 | 0 | 0 | 0 | 0 | 20 | 20 | 3.076 | 8.23 | 0 | 0 | 0 | 0
2001-08-21 | 7:10 | 20 | 0 | 409.3333 | 0 | 2.5413 | 0 | 20 | 0 | 19.9997 | 18.4075 | 3.076 | 8.23 | 20 | 20 | 20 | 20 | 20 | 3.076 | 3.076 | 3.076 | 3.076 | 3.076 | 0 | 0 | 0 | 0 | 0 | 20 | 20 | 3.076 | 8.23 | 0 | 0 | 0 | 0
2001-08-21 | 7:20 | 20 | 0 | 482.1667 | 0 | 2.5413 | 0 | 20 | 0 | 19.9997 | 18.4075 | 3.076 | 8.23 | 20 | 20 | 20 | 20 | 20 | 3.076 | 3.076 | 3.076 | 3.076 | 3.076 | 0 | 0 | 0 | 0 | 0 | 20 | 20 | 3.076 | 8.23 | 0 | 0 | 0 | 0
2001-08-21 | 7:30 | 20 | 0 | 555 | 0 | 2.5413 | 0 | 20 | 0 | 19.9997 | 18.4075 | 3.076 | 8.23 | 20 | 20 | 20 | 20 | 20 | 3.076 | 3.076 | 3.076 | 3.076 | 3.076 | 0 | 0 | 0 | 0 | 0 | 20 | 20 | 3.076 | 8.23 | 0 | 0 | 0 | 0
2001-08-21 | 7:40 | 20 | 0 | 587.5 | 0 | 2.5413 | 0 | 20 | 0 | 19.9997 | 18.4075 | 3.076 | 8.23 | 20 | 20 | 20 | 20 | 20 | 3.076 | 3.076 | 3.076 | 3.076 | 3.076 | 0 | 0 | 0 | 0 | 0 | 20 | 20 | 3.076 | 8.23 | 0 | 0 | 0 | 0
2001-08-21 | 7:50 | 20 | 0 | 620 | 0 | 2.5413 | 0 | 20 | 0 | 19.9997 | 18.4075 | 3.076 | 8.23 | 20 | 20 | 20 | 20 | 20 | 3.076 | 3.076 | 3.076 | 3.076 | 3.076 | 0 | 0 | 0 | 0 | 0 | 20 | 20 | 3.076 | 8.23 | 0 | 0 | 0 | 0
2001-08-21 | 8:00 | 20 | 0 | 652.5 | 0 | 0 | 75.6302 | 20 | 0.19466 | 19.9997 | 18.4075 | 3.076 | 8.23 | 20 | 20 | 20.0039 | 20 | 20.0004 | 3.076 | 3.076 | 3.076 | 3.076 | 3.076 | 0 | 0 | 0 | 0 | 0 | 20.0008 | 20.0008 | 3.076 | 8.23 | 3.5603 | 4 | 0.12605 | 0.12605
2001-08-21 | 8:10 | 20 | 0 | 685 | 0 | 0 | 3252.3665 | 20 | 5.2425 | 19.9997 | 18.4075 | 3.076 | 8.23 | 20 | 20 | 20.164 | 20 | 20.0228 | 3.076 | 3.076 | 3.076 | 3.076 | 3.076 | 0 | 0 | 0 | 0 | 0 | 20.0204 | 20.0202 | 3.076 | 8.23 | 18.8874 | 4 | 5.4206 | 5.4206
2001-08-21 | 8:20 | 20 | 0 | 717.5 | 0 | 0 | 11261.168 | 20 | 17.5523 | 19.9997 | 18.4075 | 3.076 | 8.23 | 20 | 20 | 20.5345 | 20 | 20.0958 | 3.076 | 3.076 | 3.076 | 3.076 | 3.076 | 0 | 0 | 0 | 0 | 0 | 20.1075 | 20.1067 | 3.076 | 8.23 | 35.3712 | 4 | 18.7686 | 18.7686
2001-08-21 | 8:30 | 20 | 0 | 750 | 0 | 0 | 24011.3449 | 20 | 37.4702 | 19.9997 | 18.4075 | 3.076 | 8.23 | 20 | 20 | 21.1011 | 20 | 20.2487 | 3.076 | 3.076 | 3.076 | 3.076 | 3.076 | 0 | 0 | 0 | 0 | 0 | 20.2158 | 20.2142 | 3.076 | 8.23 | 52.9427 | 4 | 40.0189 | 40.0189
2001-08-21 | 8:40 | 20 | 0 | 764.1667 | 0 | 0 | 40586.0579 | 20 | 63.5599 | 19.9998 | 18.4075 | 3.076 | 8.23 | 20 | 20 | 21.7907 | 20 | 20.5022 | 3.076 | 3.076 | 3.076 | 3.076 | 3.076 | 0 | 0 | 0 | 0 | 0 | 20.339 | 20.3364 | 3.076 | 8.23 | 69.8521 | 4 | 67.6434 | 67.6434
2001-08-21 | 8:50 | 20 | 0 | 778.3333 | 0 | 0 | 60871.5171 | 20 | 95.7491 | 19.9998 | 18.4075 | 3.076 | 8.23 | 20 | 20 | 22.5689 | 20 | 20.886 | 3.076 | 3.076 | 3.076 | 3.076 | 3.076 | 0 | 0 | 0 | 0 | 0 | 20.4722 | 20.4686 | 3.076 | 8.23 | 86.9521 | 4 | 101.4525 | 101.4525
2001-08-21 | 9:00 | 20 | 0 | 792.5 | 0 | 0 | 84476.462 | 20 | 133.4115 | 19.9998 | 18.4075 | 3.076 | 8.23 | 20 | 20 | 23.3854 | 20 | 21.4293 | 3.076 | 3.076 | 3.076 | 3.076 | 3.076 | 0 | 0 | 0 | 0 | 0 | 20.6101 | 20.6054 | 3.076 | 8.23 | 104.1905 | 4 | 140.7941 | 140.7941
2001-08-21 | 9:10 | 20 | 0 | 806.6667 | 0 | 0 | 110955.6504 | 20 | 175.8538 | 19.9998 | 18.4075 | 3.076 | 8.23 | 20 | 20 | 24.1854 | 20 | 22.1618 | 3.076 | 3.076 | 3.076 | 3.076 | 3.076 | 0 | 0 | 0 | 0 | 0 | 20.7486 | 20.7429 | 3.076 | 8.23 | 121.5133 | 4 | 184.9261 | 184.9261
2001-08-21 | 9:20 | 20 | 0 | 820.8333 | 0 | 0 | 139852.6262 | 20 | 222.3478 | 19.9998 | 18.4075 | 3.076 | 8.23 | 20 | 20 | 24.9116 | 20 | 23.1147 | 3.076 | 3.076 | 3.076 | 3.076 | 3.076 | 0 | 0 | 0 | 0 | 0 | 20.8852 | 20.8785 | 3.076 | 8.23 | 138.8657 | 4 | 233.0877 | 233.0877
2001-08-21 | 9:30 | 20 | 0 | 835 | 0 | 0 | 170749.479 | 20 | 272.1568 | 19.9998 | 18.4075 | 3.076 | 8.23 | 20 | 20 | 25.5046 | 20 | 24.3227 | 3.076 | 3.076 | 3.076 | 3.076 | 3.076 | 0 | 0 | 0 | 0 | 0 | 21.0182 | 21.0104 | 3.076 | 8.23 | 156.1916 | 4 | 284.5825 | 284.5825
2001-08-21 | 9:40 | 20 | 0 | 842.1667 | 0 | 0 | 201469.9286 | 20 | 321.8804 | 19.9998 | 18.4075 | 3.076 | 8.23 | 20 | 20 | 25.8514 | 20 | 25.772 | 3.076 | 3.076 | 3.076 | 3.076 | 3.076 | 0 | 0 | 0 | 0 | 0 | 21.1382 | 21.1295 | 3.076 | 8.23 | 172.0043 | 4 | 335.7832 | 335.7832
2001-08-21 | 9:50 | 20 | 0 | 849.3333 | 0 | 0 | 232816.3137 | 20 | 372.7031 | 19.9998 | 18.4075 | 3.076 | 8.23 | 20 | 20 | 25.9969 | 20 | 27.4636 | 3.076 | 3.076 | 3.076 | 3.076 | 3.076 | 0 | 0 | 0 | 0 | 0 | 21.2508 | 21.2412 | 3.076 | 8.23 | 187.4452 | 4 | 388.0272 | 388.0272
2001-08-21 | 10:00 | 20 | 0 | 856.5 | 0 | 0 | 264360.0007 | 20 | 423.9725 | 19.9998 | 18.4075 | 3.076 | 8.23 | 20 | 20 | 25.9965 | 20 | 29.3159 | 3.076 | 3.076 | 3.076 | 3.076 | 3.076 | 0 | 0 | 0 | 0 | 0 | 21.3568 | 21.3464 | 3.076 | 8.23 | 202.4721 | 4 | 440.6 | 440.6
2001-08-21 | 10:10 | 20 | 0 | 863.6667 | 0 | 0 | 295771.5875 | 20 | 475.0979 | 19.9998 | 18.4075 | 3.076 | 8.23 | 20 | 20 | 25.8555 | 20 | 31.3037 | 3.076 | 3.076 | 3.076 | 3.076 | 3.076 | 0 | 0 | 0 | 0 | 0 | 21.4565 | 21.4454 | 3.076 | 8.23 | 217.0426 | 4 | 492.9526 | 492.9526
2001-08-21 | 10:20 | 20 | 0 | 870.8333 | 0 | 0 | 326736.1302 | 20 | 525.5501 | 19.9998 | 18.4075 | 3.076 | 8.23 | 20 | 20 | 25.5818 | 20 | 33.3998 | 3.076 | 3.076 | 3.076 | 3.076 | 3.076 | 0 | 0 | 0 | 0 | 0 | 21.5503 | 21.5385 | 3.076 | 8.23 | 231.1152 | 4 | 544.5602 | 544.5602
2001-08-21 | 10:30 | 20 | 0 | 878 | 0 | 0 | 356973.8049 | 20 | 574.8586 | 19.9998 | 18.4075 | 3.076 | 8.23 | 20 | 20 | 25.1865 | 20 | 35.5763 | 3.076 | 3.076 | 3.076 | 3.076 | 3.076 | 0 | 0 | 0 | 0 | 0 | 21.6386 | 21.6261 | 3.076 | 8.23 | 244.6487 | 4 | 594.9563 | 594.9563
2001-08-21 | 10:40 | 20 | 0 | 881.6667 | 0 | 0 | 384717.6197 | 20 | 620.1459 | 19.9998 | 18.4075 | 3.076 | 8.23 | 20 | 20 | 24.6647 | 20 | 37.7341 | 3.076 | 3.076 | 3.076 | 3.076 | 3.076 | 0 | 0 | 0 | 0 | 0 | 21.7156 | 21.7025 | 3.076 | 8.23 | 256.5841 | 4 | 641.196 | 641.196
2001-08-21 | 10:50 | 20 | 0 | 885.3333 | 0 | 0 | 411066.7122 | 20 | 663.1876 | 19.9999 | 18.4075 | 3.076 | 8.23 | 20 | 20 | 24.0561 | 20 | 39.8976 | 3.076 | 3.076 | 3.076 | 3.076 | 3.076 | 0 | 0 | 0 | 0 | 0 | 21.7864 | 21.7728 | 3.076 | 8.23 | 267.8198 | 4 | 685.1112 | 685.1112
2001-08-21 | 11:00 | 20 | 0 | 889 | 0 | 0 | 435786.631 | 20 | 703.6952 | 19.9999 | 18.4075 | 3.076 | 8.23 | 20 | 20 | 23.3806 | 20 | 42.0364 | 3.076 | 3.076 | 3.076 | 3.076 | 3.076 | 0 | 0 | 0 | 0 | 0 | 21.8424 | 21.8283 | 3.076 | 8.23 | 278.3266 | 4 | 726.3111 | 726.3111
2001-08-21 | 11:10 | 20 | 0 | 892.6667 | 0 | 0 | 458857.151 | 20 | 741.4224 | 19.9999 | 18.4075 | 3.076 | 8.23 | 20 | 20 | 22.6622 | 20 | 44.1177 | 3.076 | 3.076 | 3.076 | 3.076 | 3.076 | 0 | 0 | 0 | 0 | 0 | 21.9009 | 21.8864 | 3.076 | 8.23 | 288.0765 | 4 | 764.7619 | 764.7619
2001-08-21 | 11:20 | 20 | 0 | 896.3333 | 0 | 0 | 480109.545 | 20 | 776.1583 | 19.9999 | 18.4075 | 3.076 | 8.23 | 20 | 20 | 21.93 | 20 | 46.1048 | 3.076 | 3.076 | 3.076 | 3.076 | 3.076 | 0 | 0 | 0 | 0 | 0 | 21.9563 | 21.9414 | 3.076 | 8.23 | 297.0427 | 4 | 800.1826 | 800.1826
2001-08-21 | 11:30 | 20 | 0 | 900 | 0 | 0 | 499425.1988 | 20 | 807.7229 | 19.9999 | 18.4075 | 3.076 | 8.23 | 20 | 20 | 21.2227 | 20 | 47.9524 | 3.076 | 3.076 | 3.076 | 3.076 | 3.076 | 0 | 0 | 0 | 0 | 0 | 22.007 | 21.9917 | 3.076 | 8.23 | 305.1998 | 4 | 832.3753 | 832.3753
2001-08-21 | 11:40 | 20 | 0 | 901.3333 | 0 | 0 | 515373.8303 | 20 | 833.803 | 19.9999 | 18.4075 | 3.076 | 8.23 | 20 | 20 | 20.5948 | 20 | 49.5219 | 3.076 | 3.076 | 3.076 | 3.076 | 3.076 | 0 | 0 | 0 | 0 | 0 | 22.0488 | 22.0332 | 3.076 | 8.23 | 311.717 | 4 | 858.9564 | 858.9564
2001-08-21 | 11:50 | 20 | 0 | 902.6667 | 0 | 0 | 529147.0927 | 20 | 856.3143 | 19.9999 | 18.4075 | 3.076 | 8.23 | 20 | 20 | 20.1383 | 20 | 50.7918 | 3.076 | 3.076 | 3.076 | 3.076 | 3.076 | 0 | 0 | 0 | 0 | 0 | 22.0843 | 22.0684 | 3.076 | 8.23 | 317.3521 | 4 | 881.9118 | 881.9118
2001-08-21 | 12:00 | 20 | 0 | 904 | 0 | 0 | 540599.1358 | 20 | 875.1708 | 19.9999 | 18.4075 | 3.076 | 8.23 | 20 | 20 | 20.0004 | 20 | 51.6102 | 3.076 | 3.076 | 3.076 | 3.076 | 3.076 | 0 | 0 | 0 | 0 | 0 | 22.1043 | 22.0883 | 3.076 | 8.23 | 322.0912 | 4 | 900.9986 | 900.9986
2001-08-21 | 12:10 | 20 | 0 | 905.3333 | 0 | 0 | 549904.2218 | 20 | 890.3025 | 19.9999 | 18.4075 | 3.076 | 8.23 | 20 | 20 | 20 | 20 | 52.1566 | 3.076 | 3.076 | 3.076 | 3.076 | 3.076 | 0 | 0 | 0 | 0 | 0 | 22.1364 | 22.1201 | 3.076 | 8.23 | 325.922 | 4 | 916.507 | 916.507
2001-08-21 | 12:20 | 20 | 0 | 906.6667 | 0 | 0 | 556829.9352 | 20 | 901.6533 | 19.9999 | 18.4075 | 3.076 | 8.23 | 20 | 20 | 20 | 20 | 52.5673 | 3.076 | 3.076 | 3.076 | 3.076 | 3.076 | 0 | 0 | 0 | 0 | 0 | 22.1504 | 22.134 | 3.076 | 8.23 | 328.8343 | 4 | 928.0499 | 928.0499
2001-08-21 | 12:30 | 20 | 0 | 908 | 0 | 0 | 561438.8876 | 20 | 909.1792 | 19.9999 | 18.4075 | 3.076 | 8.23 | 20 | 20 | 20 | 20 | 52.839 | 3.076 | 3.076 | 3.076 | 3.076 | 3.076 | 0 | 0 | 0 | 0 | 0 | 22.1634 | 22.1469 | 3.076 | 8.23 | 330.8191 | 4 | 935.7315 | 935.7315
2001-08-21 | 12:40 | 20 | 0 | 907.6667 | 0 | 0 | 562687.4158 | 20 | 911.1738 | 19.9999 | 18.4075 | 3.076 | 8.23 | 20 | 20 | 20 | 20 | 52.9107 | 3.076 | 3.076 | 3.076 | 3.076 | 3.076 | 0 | 0 | 0 | 0 | 0 | 22.1711 | 22.1546 | 3.076 | 8.23 | 331.2613 | 4 | 937.8124 | 937.8124
2001-08-21 | 12:50 | 20 | 0 | 907.3333 | 0 | 0 | 561657.2469 | 20 | 909.2928 | 19.9999 | 18.4075 | 3.076 | 8.23 | 20 | 20 | 20 | 20 | 52.8476 | 3.076 | 3.076 | 3.076 | 3.076 | 3.076 | 0 | 0 | 0 | 0 | 0 | 22.1735 | 22.157 | 3.076 | 8.23 | 330.7653 | 4 | 936.0954 | 936.0954
2001-08-21 | 13:00 | 20 | 0 | 907 | 0 | 0 | 558194.5171 | 20 | 903.5444 | 19.9999 | 18.4075 | 3.076 | 8.23 | 20 | 20 | 20 | 20 | 52.6405 | 3.076 | 3.076 | 3.076 | 3.076 | 3.076 | 0 | 0 | 0 | 0 | 0 | 22.1705 | 22.1539 | 3.076 | 8.23 | 329.3328 | 4 | 930.3242 | 930.3242
2001-08-21 | 13:10 | 20 | 0 | 906.6667 | 0 | 0 | 552374.9271 | 20 | 893.947 | 19.9999 | 18.4075 | 3.076 | 8.23 | 20 | 20 | 20 | 20 | 52.2939 | 3.076 | 3.076 | 3.076 | 3.076 | 3.076 | 0 | 0 | 0 | 0 | 0 | 22.162 | 22.1455 | 3.076 | 8.23 | 326.9674 | 4 | 920.6249 | 920.6249
2001-08-21 | 13:20 | 20 | 0 | 906.3333 | 0 | 0 | 544215.2977 | 20 | 880.5298 | 19.9999 | 18.4075 | 3.076 | 8.23 | 20 | 20 | 20 | 20 | 51.8089 | 3.076 | 3.076 | 3.076 | 3.076 | 3.076 | 0 | 0 | 0 | 0 | 0 | 22.1481 | 22.1317 | 3.076 | 8.23 | 323.6745 | 4 | 907.0255 | 907.0255
2001-08-21 | 13:30 | 20 | 0 | 906 | 0 | 0 | 533746.2193 | 20 | 863.3338 | 19.9999 | 18.4075 | 3.076 | 8.23 | 20 | 20.0785 | 20 | 20 | 51.1088 | 3.076 | 3.076 | 3.076 | 3.076 | 3.076 | 0 | 0 | 0 | 0 | 0 | 22.1287 | 22.1125 | 3.076 | 8.23 | 319.4609 | 4 | 889.577 | 889.577
2001-08-21 | 13:40 | 20 | 0 | 903.5 | 0 | 0 | 519677.3304 | 20 | 840.3983 | 19.9999 | 18.4075 | 3.076 | 8.23 | 20 | 20.4842 | 20 | 20 | 49.8742 | 3.076 | 3.076 | 3.076 | 3.076 | 3.076 | 0 | 0 | 0 | 0 | 0 | 22.0879 | 22.0719 | 3.076 | 8.23 | 313.5836 | 4 | 866.1289 | 866.1289
2001-08-21 | 13:50 | 20 | 0 | 901 | 0 | 0 | 503498.5458 | 20 | 813.9253 | 19.9999 | 18.4075 | 3.076 | 8.23 | 20 | 21.0858 | 20 | 20 | 48.3166 | 3.076 | 3.076 | 3.076 | 3.076 | 3.076 | 0 | 0 | 0 | 0 | 0 | 22.0473 | 22.0317 | 3.076 | 8.23 | 306.8334 | 4 | 839.1642 | 839.1642
2001-08-21 | 14:00 | 20 | 0 | 898.5 | 0 | 0 | 485224.5218 | 20 | 784.0298 | 19.9999 | 18.4075 | 3.076 | 8.23 | 20 | 21.7849 | 20 | 20 | 46.537 | 3.076 | 3.076 | 3.076 | 3.076 | 3.076 | 0 | 0 | 0 | 0 | 0 | 22.003 | 21.9877 | 3.076 | 8.23 | 299.2289 | 4 | 808.7075 | 808.7075
2001-08-21 | 14:10 | 20 | 0 | 896 | 0 | 0 | 464954.7067 | 20 | 750.848 | 19.9999 | 18.4075 | 3.076 | 8.23 | 20 | 22.5201 | 20 | 20 | 44.6034 | 3.076 | 3.076 | 3.076 | 3.076 | 3.076 | 0 | 0 | 0 | 0 | 0 | 21.9538 | 21.9389 | 3.076 | 8.23 | 290.7904 | 4 | 774.9245 | 774.9245
2001-08-21 | 14:20 | 20 | 0 | 893.5 | 0 | 0 | 442772.1824 | 20 | 714.5419 | 19.9999 | 18.4075 | 3.076 | 8.23 | 20 | 23.2503 | 20 | 20 | 42.5619 | 3.076 | 3.076 | 3.076 | 3.076 | 3.076 | 0 | 0 | 0 | 0 | 0 | 21.8995 | 21.885 | 3.076 | 8.23 | 281.5396 | 4 | 737.9536 | 737.9536
2001-08-21 | 14:30 | 20 | 0 | 891 | 0 | 0 | 418791.1776 | 20 | 675.3034 | 19.9999 | 18.4075 | 3.076 | 8.23 | 20 | 23.9447 | 20 | 20 | 40.4502 | 3.076 | 3.076 | 3.076 | 3.076 | 3.076 | 0 | 0 | 0 | 0 | 0 | 21.8399 | 21.8258 | 3.076 | 8.23 | 271.4996 | 4 | 697.9853 | 697.9853
2001-08-21 | 14:40 | 20 | 0 | 886 | 0 | 0 | 391967.532 | 20 | 631.5785 | 19.9999 | 18.4075 | 3.076 | 8.23 | 20 | 24.5654 | 20 | 20 | 38.2503 | 3.076 | 3.076 | 3.076 | 3.076 | 3.076 | 0 | 0 | 0 | 0 | 0 | 21.7597 | 21.7463 | 3.076 | 8.23 | 259.9617 | 4 | 653.2792 | 653.2792
2001-08-21 | 14:50 | 20 | 0 | 881 | 0 | 0 | 363845.9038 | 20 | 585.6595 | 19.9998 | 18.4075 | 3.076 | 8.23 | 20 | 25.1011 | 20 | 20 | 36.056 | 3.076 | 3.076 | 3.076 | 3.076 | 3.076 | 0 | 0 | 0 | 0 | 0 | 21.6822 | 21.6694 | 3.076 | 8.23 | 247.7462 | 4 | 606.4098 | 606.4098
2001-08-21 | 15:00 | 20 | 0 | 876 | 0 | 0 | 334577.5304 | 20 | 537.8851 | 19.9998 | 18.4075 | 3.076 | 8.23 | 20 | 25.5341 | 20 | 20 | 33.8974 | 3.076 | 3.076 | 3.076 | 3.076 | 3.076 | 0 | 0 | 0 | 0 | 0 | 21.6003 | 21.5881 | 3.076 | 8.23 | 234.887 | 4 | 557.6292 | 557.6292
2001-08-21 | 15:10 | 20 | 0 | 871 | 0 | 0 | 304387.9196 | 20 | 488.6457 | 19.9998 | 18.4075 | 3.076 | 8.23 | 20 | 25.8496 | 20 | 20 | 31.8033 | 3.076 | 3.076 | 3.076 | 3.076 | 3.076 | 0 | 0 | 0 | 0 | 0 | 21.5126 | 21.5011 | 3.076 | 8.23 | 221.4188 | 4 | 507.3132 | 507.3132
2001-08-21 | 15:20 | 20 | 0 | 866 | 0 | 0 | 273542.3953 | 20 | 438.3897 | 19.9998 | 18.4075 | 3.076 | 8.23 | 20 | 26.035 | 20 | 20 | 29.8026 | 3.076 | 3.076 | 3.076 | 3.076 | 3.076 | 0 | 0 | 0 | 0 | 0 | 21.4188 | 21.408 | 3.076 | 8.23 | 207.3773 | 4 | 455.904 | 455.904
2001-08-21 | 15:30 | 20 | 0 | 861 | 0 | 0 | 242344.5524 | 20 | 387.628 | 19.9998 | 18.4075 | 3.076 | 8.23 | 20 | 26.0807 | 20 | 20 | 27.9234 | 3.076 | 3.076 | 3.076 | 3.076 | 3.076 | 0 | 0 | 0 | 0 | 0 | 21.3184 | 21.3083 | 3.076 | 8.23 | 192.7991 | 4 | 403.9076 | 403.9076
2001-08-21 | 15:40 | 20 | 0 | 851 | 0 | 0 | 209913.9028 | 20 | 334.9711 | 19.9998 | 18.4075 | 3.076 | 8.23 | 20 | 25.945 | 20 | 20 | 26.1571 | 3.076 | 3.076 | 3.076 | 3.076 | 3.076 | 0 | 0 | 0 | 0 | 0 | 21.2049 | 21.1957 | 3.076 | 8.23 | 176.6833 | 4 | 349.8565 | 349.8565
2001-08-21 | 15:50 | 20 | 0 | 841 | 0 | 0 | 178223.5263 | 20 | 283.5982 | 19.9998 | 18.4075 | 3.076 | 8.23 | 20 | 25.625 | 20 | 20 | 24.6227 | 3.076 | 3.076 | 3.076 | 3.076 | 3.076 | 0 | 0 | 0 | 0 | 0 | 21.0845 | 21.0762 | 3.076 | 8.23 | 160.2763 | 4 | 297.0392 | 297.0392
2001-08-21 | 16:00 | 20 | 0 | 831 | 0 | 0 | 147654.7793 | 20 | 234.2095 | 19.9998 | 18.4075 | 3.076 | 8.23 | 20 | 25.0919 | 20 | 20 | 23.3717 | 3.076 | 3.076 | 3.076 | 3.076 | 3.076 | 0 | 0 | 0 | 0 | 0 | 20.9581 | 20.9508 | 3.076 | 8.23 | 143.6271 | 4 | 246.0913 | 246.0913
2001-08-21 | 16:10 | 20 | 0 | 821 | 0 | 0 | 118716.136 | 20 | 187.5492 | 19.9998 | 18.4075 | 3.076 | 8.23 | 20 | 24.406 | 20 | 20 | 22.374 | 3.076 | 3.076 | 3.076 | 3.076 | 3.076 | 0 | 0 | 0 | 0 | 0 | 20.8263 | 20.82 | 3.076 | 8.23 | 126.7844 | 4 | 197.8602 | 197.8602
2001-08-21 | 16:20 | 20 | 0 | 811 | 0 | 0 | 91811.8392 | 20 | 144.3941 | 19.9998 | 18.4075 | 3.076 | 8.23 | 20 | 23.6248 | 20 | 20 | 21.5959 | 3.076 | 3.076 | 3.076 | 3.076 | 3.076 | 0 | 0 | 0 | 0 | 0 | 20.6902 | 20.6849 | 3.076 | 8.23 | 109.7966 | 4 | 153.0197 | 153.0197
2001-08-21 | 16:30 | 20 | 0 | 801 | 0 | 0 | 67467.3841 | 20 | 105.5353 | 19.9998 | 18.4075 | 3.076 | 8.23 | 20 | 22.8067 | 20 | 20 | 21.0099 | 3.076 | 3.076 | 3.076 | 3.076 | 3.076 | 0 | 0 | 0 | 0 | 0 | 20.5519 | 20.5477 | 3.076 | 8.23 | 92.7119 | 4 | 112.4456 | 112.4456
2001-08-21 | 16:40 | 20 | 0 | 780.6667 | 0 | 0 | 45507.6922 | 20 | 70.8168 | 19.9998 | 18.4075 | 3.076 | 8.23 | 20 | 21.9815 | 20 | 20 | 20.5805 | 3.076 | 3.076 | 3.076 | 3.076 | 3.076 | 0 | 0 | 0 | 0 | 0 | 20.4001 | 20.397 | 3.076 | 8.23 | 74.5904 | 4 | 75.8462 | 75.8462
2001-08-21 | 16:50 | 20 | 0 | 760.3333 | 0 | 0 | 27666.811 | 20 | 42.6328 | 19.9998 | 18.4075 | 3.076 | 8.23 | 20 | 21.248 | 20 | 20 | 20.2952 | 3.076 | 3.076 | 3.076 | 3.076 | 3.076 | 0 | 0 | 0 | 0 | 0 | 20.2757 | 20.2736 | 3.076 | 8.23 | 56.8943 | 4 | 46.1114 | 46.1114
2001-08-21 | 17:00 | 20 | 0 | 740 | 0 | 0 | 14090.0333 | 20 | 21.4116 | 19.9997 | 18.4075 | 3.076 | 8.23 | 20 | 20.654 | 20 | 20 | 20.1234 | 3.076 | 3.076 | 3.076 | 3.076 | 3.076 | 0 | 0 | 0 | 0 | 0 | 20.1598 | 20.1586 | 3.076 | 8.23 | 39.6847 | 4 | 23.4834 | 23.4834
2001-08-21 | 17:10 | 20 | 0 | 719.6667 | 0 | 0 | 4994.0606 | 20 | 7.4149 | 19.9997 | 18.4075 | 3.076 | 8.23 | 20 | 20.2357 | 20 | 20 | 20.0348 | 3.076 | 3.076 | 3.076 | 3.076 | 3.076 | 0 | 0 | 0 | 0 | 0 | 20.0683 | 20.0678 | 3.076 | 8.23 | 23.0198 | 4 | 8.3234 | 8.3234
2001-08-21 | 17:20 | 20 | 0 | 699.3333 | 0 | 0 | 626.5832 | 20 | 0.69414 | 19.9997 | 18.4075 | 3.076 | 8.23 | 20 | 20.0254 | 20 | 20 | 20.0029 | 3.076 | 3.076 | 3.076 | 3.076 | 3.076 | 0 | 0 | 0 | 0 | 0 | 20.0214 | 20.0212 | 3.076 | 8.23 | 6.9556 | 4 | 1.0443 | 1.0443
2001-08-21 | 17:30 | 20 | 0 | 679 | 0 | 0 | 119.3824 | 20 | 0 | 19.9997 | 18.4075 | 3.076 | 8.23 | 20 | 20.0023 | 20 | 20 | 20.0003 | 3.076 | 3.076 | 3.076 | 3.076 | 3.076 | 0 | 0 | 0 | 0 | 0 | 20.0107 | 20.0106 | 3.076 | 8.23 | 0 | 0 | 0.19897 | 0.19897
2001-08-21 | 17:40 | 20 | 0 | 626.5 | 0 | 0 | 63.524 | 20 | 0 | 19.9997 | 18.4075 | 3.076 | 8.23 | 20 | 20.0014 | 20 | 20 | 20.0002 | 3.076 | 3.076 | 3.076 | 3.076 | 3.076 | 0 | 0 | 0 | 0 | 0 | 20.0053 | 20.0053 | 3.076 | 8.23 | 0 | 0 | 0.10587 | 0.10587
2001-08-21 | 17:50 | 20 | 0 | 574 | 0 | 0 | 33.6511 | 20 | 0 | 19.9997 | 18.4075 | 3.076 | 8.23 | 20 | 20.0009 | 20 | 20 | 20.0001 | 3.076 | 3.076 | 3.076 | 3.076 | 3.076 | 0 | 0 | 0 | 0 | 0 | 20.0027 | 20.0026 | 3.076 | 8.23 | 0 | 0 | 0.056085 | 0.056085
2001-08-21 | 18:00 | 20 | 0 | 521.5 | 0 | 0 | 17.5111 | 20 | 0 | 19.9997 | 18.4075 | 3.076 | 8.23 | 20 | 20.0005 | 20 | 20 | 20.0001 | 3.076 | 3.076 | 3.076 | 3.076 | 3.076 | 0 | 0 | 0 | 0 | 0 | 20.0013 | 20.0013 | 3.076 | 8.23 | 0 | 0 | 0.029185 | 0.029185
2001-08-21 | 18:10 | 20 | 0 | 469 | 0 | 0 | 8.6961 | 20 | 0 | 19.9997 | 18.4075 | 3.076 | 8.23 | 20 | 20.0003 | 20 | 20 | 20 | 3.076 | 3.076 | 3.076 | 3.076 | 3.076 | 0 | 0 | 0 | 0 | 0 | 20.0006 | 20.0006 | 3.076 | 8.23 | 0 | 0 | 0.014493 | 0.014493
2001-08-21 | 18:20 | 20 | 0 | 416.5 | 0 | 0 | 3.8272 | 20 | 0 | 19.9997 | 18.4075 | 3.076 | 8.23 | 20 | 20.0002 | 20 | 20 | 20 | 3.076 | 3.076 | 3.076 | 3.076 | 3.076 | 0 | 0 | 0 | 0 | 0 | 20.0003 | 20.0003 | 3.076 | 8.23 | 0 | 0 | 0.0063787 | 0.0063787
2001-08-21 | 18:30 | 20 | 0 | 364 | 0 | 0 | 1.1072 | 20 | 0 | 19.9997 | 18.4075 | 3.076 | 8.23 | 20 | 20.0001 | 20 | 20 | 20 | 3.076 | 3.076 | 3.076 | 3.076 | 3.076 | 0 | 0 | 0 | 0 | 0 | 20.0001 | 20.0001 | 3.076 | 8.23 | 0 | 0 | 0.0018454 | 0.0018454
2001-08-21 | 18:40 | 20 | 0 | 304.1667 | 0 | 0.42961 | 0 | 20 | 0 | 19.9997 | 18.4075 | 3.076 | 8.23 | 20 | 20.0001 | 20 | 20 | 20 | 3.076 | 3.076 | 3.076 | 3.076 | 3.076 | 0 | 0 | 0 | 0 | 0 | 20.0001 | 20.0001 | 3.076 | 8.23 | 0 | 0 | 0 | 0
2001-08-21 | 18:50 | 20 | 0 | 244.3333 | 0 | 1.3075 | 0 | 20 | 0 | 19.9997 | 18.4075 | 3.076 | 8.23 | 20 | 20 | 20 | 20 | 20 | 3.076 | 3.076 | 3.076 | 3.076 | 3.076 | 0 | 0 | 0 | 0 | 0 | 20 | 20 | 3.076 | 8.23 | 0 | 0 | 0 | 0
2001-08-21 | 19:00 | 20 | 0 | 184.5 | 0 | 1.8142 | 0 | 20 | 0 | 19.9997 | 18.4075 | 3.076 | 8.23 | 20 | 20 | 20 | 20 | 20 | 3.076 | 3.076 | 3.076 | 3.076 | 3.076 | 0 | 0 | 0 | 0 | 0 | 20 | 20 | 3.076 | 8.23 | 0 | 0 | 0 | 0
2001-08-21 | 19:10 | 20 | 0 | 124.6667 | 0 | 2.1096 | 0 | 20 | 0 | 19.9997 | 18.4075 | 3.076 | 8.23 | 20 | 20 | 20 | 20 | 20 | 3.076 | 3.076 | 3.076 | 3.076 | 3.076 | 0 | 0 | 0 | 0 | 0 | 20 | 20 | 3.076 | 8.23 | 0 | 0 | 0 | 0
2001-08-21 | 19:20 | 20 | 0 | 0 | 0 | 2.2832 | 0 | 20 | 0 | 19.9997 | 18.4075 | 3.076 | 8.23 | 20 | 20 | 20 | 20 | 20 | 3.076 | 3.076 | 3.076 | 3.076 | 3.076 | 0 | 0 | 0 | 0 | 0 | 20 | 20 | 3.076 | 8.23 | 0 | 0 | 0 | 0
2001-08-21 | 19:30 | 20 | 0 | 0 | 0 | 2.3861 | 0 | 20 | 0 | 19.9997 | 18.4075 | 3.076 | 8.23 | 20 | 20 | 20 | 20 | 20 | 3.076 | 3.076 | 3.076 | 3.076 | 3.076 | 0 | 0 | 0 | 0 | 0 | 20 | 20 | 3.076 | 8.23 | 0 | 0 | 0 | 0
2001-08-21 | 19:40 | 20 | 0 | 0 | 0 | 2.4475 | 0 | 20 | 0 | 19.9997 | 18.4075 | 3.076 | 8.23 | 20 | 20 | 20 | 20 | 20 | 3.076 | 3.076 | 3.076 | 3.076 | 3.076 | 0 | 0 | 0 | 0 | 0 | 20 | 20 | 3.076 | 8.23 | 0 | 0 | 0 | 0
2001-08-21 | 19:50 | 20 | 0 | 0 | 0 | 2.4844 | 0 | 20 | 0 | 19.9997 | 18.4075 | 3.076 | 8.23 | 20 | 20 | 20 | 20 | 20 | 3.076 | 3.076 | 3.076 | 3.076 | 3.076 | 0 | 0 | 0 | 0 | 0 | 20 | 20 | 3.076 | 8.23 | 0 | 0 | 0 | 0
2001-08-21 | 20:00 | 20 | 0 | 0 | 0 | 2.5066 | 0 | 20 | 0 | 19.9997 | 18.4075 | 3.076 | 8.23 | 20 | 20 | 20 | 20 | 20 | 3.076 | 3.076 | 3.076 | 3.076 | 3.076 | 0 | 0 | 0 | 0 | 0 | 20 | 20 | 3.076 | 8.23 | 0 | 0 | 0 | 0
2001-08-21 | 20:10 | 20 | 0 | 0 | 0 | 2.5201 | 0 | 20 | 0 | 19.9997 | 18.4075 | 3.076 | 8.23 | 20 | 20 | 20 | 20 | 20 | 3.076 | 3.076 | 3.076 | 3.076 | 3.076 | 0 | 0 | 0 | 0 | 0 | 20 | 20 | 3.076 | 8.23 | 0 | 0 | 0 | 0
2001-08-21 | 20:20 | 20 | 0 | 0 | 0 | 2.5283 | 0 | 20 | 0 | 19.9997 | 18.4075 | 3.076 | 8.23 | 20 | 20 | 20 | 20 | 20 | 3.076 | 3.076 | 3.076 | 3.076 | 3.076 | 0 | 0 | 0 | 0 | 0 | 20 | 20 | 3.076 | 8.23 | 0 | 0 | 0 | 0
2001-08-21 | 20:30 | 20 | 0 | 0 | 0 | 2.5333 | 0 | 20 | 0 | 19.9997 | 18.4075 | 3.076 | 8.23 | 20 | 20 | 20 | 20 | 20 | 3.076 | 3.076 | 3.076 | 3.076 | 3.076 | 0 | 0 | 0 | 0 | 0 | 20 | 20 | 3.076 | 8.23 | 0 | 0 | 0 | 0
2001-08-21 | 20:40 | 20 | 0 | 0 | 0 | 2.5364 | 0 | 20 | 0 | 19.9997 | 18.4075 | 3.076 | 8.23 | 20 | 20 | 20 | 20 | 20 | 3.076 | 3.076 | 3.076 | 3.076 | 3.076 | 0 | 0 | 0 | 0 | 0 | 20 | 20 | 3.076 | 8.23 | 0 | 0 | 0 | 0
2001-08-21 | 20:50 | 20 | 0 | 0 | 0 | 2.5383 | 0 | 20 | 0 | 19.9997 | 18.4075 | 3.076 | 8.23 | 20 | 20 | 20 | 20 | 20 | 3.076 | 3.076 | 3.076 | 3.076 | 3.076 | 0 | 0 | 0 | 0 | 0 | 20 | 20 | 3.076 | 8.23 | 0 | 0 | 0 | 0
2001-08-21 | 21:00 | 20 | 0 | 0 | 0 | 2.5394 | 0 | 20 | 0 | 19.9997 | 18.4075 | 3.076 | 8.23 | 20 | 20 | 20 | 20 | 20 | 3.076 | 3.076 | 3.076 | 3.076 | 3.076 | 0 | 0 | 0 | 0 | 0 | 20 | 20 | 3.076 | 8.23 | 0 | 0 | 0 | 0
2001-08-21 | 21:10 | 20 | 0 | 0 | 0 | 2.5402 | 0 | 20 | 0 | 19.9997 | 18.4075 | 3.076 | 8.23 | 20 | 20 | 20 | 20 | 20 | 3.076 | 3.076 | 3.076 | 3.076 | 3.076 | 0 | 0 | 0 | 0 | 0 | 20 | 20 | 3.076 | 8.23 | 0 | 0 | 0 | 0
2001-08-21 | 21:20 | 20 | 0 | 0 | 0 | 2.5406 | 0 | 20 | 0 | 19.9997 | 18.4075 | 3.076 | 8.23 | 20 | 20 | 20 | 20 | 20 | 3.076 | 3.076 | 3.076 | 3.076 | 3.076 | 0 | 0 | 0 | 0 | 0 | 20 | 20 | 3.076 | 8.23 | 0 | 0 | 0 | 0
2001-08-21 | 21:30 | 20 | 0 | 0 | 0 | 2.5409 | 0 | 20 | 0 | 19.9997 | 18.4075 | 3.076 | 8.23 | 20 | 20 | 20 | 20 | 20 | 3.076 | 3.076 | 3.076 | 3.076 | 3.076 | 0 | 0 | 0 | 0 | 0 | 20 | 20 | 3.076 | 8.23 | 0 | 0 | 0 | 0
2001-08-21 | 21:40 | 20 | 0 | 0 | 0 | 2.541 | 0 | 20 | 0 | 19.9997 | 18.4075 | 3.076 | 8.23 | 20 | 20 | 20 | 20 | 20 | 3.076 | 3.076 | 3.076 | 3.076 | 3.076 | 0 | 0 | 0 | 0 | 0 | 20 | 20 | 3.076 | 8.23 | 0 | 0 | 0 | 0
2001-08-21 | 21:50 | 20 | 0 | 0 | 0 | 2.5411 | 0 | 20 | 0 | 19.9997 | 18.4075 | 3.076 | 8.23 | 20 | 20 | 20 | 20 | 20 | 3.076 | 3.076 | 3.076 | 3.076 | 3.076 | 0 | 0 | 0 | 0 | 0 | 20 | 20 | 3.076 | 8.23 | 0 | 0 | 0 | 0
2001-08-21 | 22:00 | 20 | 0 | 0 | 0 | 2.5412 | 0 | 20 | 0 | 19.9997 | 18.4075 | 3.076 | 8.23 | 20 | 20 | 20 | 20 | 20 | 3.076 | 3.076 | 3.076 | 3.076 | 3.076 | 0 | 0 | 0 | 0 | 0 | 20 | 20 | 3.076 | 8.23 | 0 | 0 | 0 | 0
2001-08-21 | 22:10 | 20 | 0 | 0 | 0 | 2.5412 | 0 | 20 | 0 | 19.9997 | 18.4075 | 3.076 | 8.23 | 20 | 20 | 20 | 20 | 20 | 3.076 | 3.076 | 3.076 | 3.076 | 3.076 | 0 | 0 | 0 | 0 | 0 | 20 | 20 | 3.076 | 8.23 | 0 | 0 | 0 | 0
2001-08-21 | 22:20 | 20 | 0 | 0 | 0 | 2.5413 | 0 | 20 | 0 | 19.9997 | 18.4075 | 3.076 | 8.23 | 20 | 20 | 20 | 20 | 20 | 3.076 | 3.076 | 3.076 | 3.076 | 3.076 | 0 | 0 | 0 | 0 | 0 | 20 | 20 | 3.076 | 8.23 | 0 | 0 | 0 | 0
2001-08-21 | 22:30 | 20 | 0 | 0 | 0 | 2.5413 | 0 | 20 | 0 | 19.9997 | 18.4075 | 3.076 | 8.23 | 20 | 20 | 20 | 20 | 20 | 3.076 | 3.076 | 3.076 | 3.076 | 3.076 | 0 | 0 | 0 | 0 | 0 | 20 | 20 | 3.076 | 8.23 | 0 | 0 | 0 | 0
2001-08-21 | 22:40 | 20 | 0 | 0 | 0 | 2.5413 | 0 | 20 | 0 | 19.9997 | 18.4075 | 3.076 | 8.23 | 20 | 20 | 20 | 20 | 20 | 3.076 | 3.076 | 3.076 | 3.076 | 3.076 | 0 | 0 | 0 | 0 | 0 | 20 | 20 | 3.076 | 8.23 | 0 | 0 | 0 | 0
2001-08-21 | 22:50 | 20 | 0 | 0 | 0 | 2.5413 | 0 | 20 | 0 | 19.9997 | 18.4075 | 3.076 | 8.23 | 20 | 20 | 20 | 20 | 20 | 3.076 | 3.076 | 3.076 | 3.076 | 3.076 | 0 | 0 | 0 | 0 | 0 | 20 | 20 | 3.076 | 8.23 | 0 | 0 | 0 | 0
2001-08-21 | 23:00 | 20 | 0 | 0 | 0 | 2.5413 | 0 | 20 | 0 | 19.9997 | 18.4075 | 3.076 | 8.23 | 20 | 20 | 20 | 20 | 20 | 3.076 | 3.076 | 3.076 | 3.076 | 3.076 | 0 | 0 | 0 | 0 | 0 | 20 | 20 | 3.076 | 8.23 | 0 | 0 | 0 | 0
2001-08-21 | 23:10 | 20 | 0 | 0 | 0 | 2.5413 | 0 | 20 | 0 | 19.9997 | 18.4075 | 3.076 | 8.23 | 20 | 20 | 20 | 20 | 20 | 3.076 | 3.076 | 3.076 | 3.076 | 3.076 | 0 | 0 | 0 | 0 | 0 | 20 | 20 | 3.076 | 8.23 | 0 | 0 | 0 | 0
2001-08-21 | 23:20 | 20 | 0 | 0 | 0 | 2.5413 | 0 | 20 | 0 | 19.9997 | 18.4075 | 3.076 | 8.23 | 20 | 20 | 20 | 20 | 20 | 3.076 | 3.076 | 3.076 | 3.076 | 3.076 | 0 | 0 | 0 | 0 | 0 | 20 | 20 | 3.076 | 8.23 | 0 | 0 | 0 | 0
2001-08-21 | 23:30 | 20 | 0 | 0 | 0 | 2.5413 | 0 | 20 | 0 | 19.9997 | 18.4075 | 3.076 | 8.23 | 20 | 20 | 20 | 20 | 20 | 3.076 | 3.076 | 3.076 | 3.076 | 3.076 | 0 | 0 | 0 | 0 | 0 | 20 | 20 | 3.076 | 8.23 | 0 | 0 | 0 | 0
2001-08-21 | 23:40 | 20 | 0 | 0 | 0 | 2.5413 | 0 | 20 | 0 | 19.9997 | 18.4075 | 3.076 | 8.23 | 20 | 20 | 20 | 20 | 20 | 3.076 | 3.076 | 3.076 | 3.076 | 3.076 | 0 | 0 | 0 | 0 | 0 | 20 | 20 | 3.076 | 8.23 | 0 | 0 | 0 | 0
2001-08-21 | 23:50 | 20 | 0 | 0 | 0 | 2.5413 | 0 | 20 | 0 | 19.9997 | 18.4075 | 3.076 | 8.23 | 20 | 20 | 20 | 20 | 20 | 3.076 | 3.076 | 3.076 | 3.076 | 3.076 | 0 | 0 | 0 | 0 | 0 | 20 | 20 | 3.076 | 8.23 | 0 | 0 | 0 | 0
2001-08-21 | 24:00 | 20 | 0 | 0 | 0 | 2.5413 | 0 | 20 | 0 | 19.9997 | 18.4075 | 3.076 | 8.23 | 20 | 20 | 20 | 20 | 20 | 3.076 | 3.076 | 3.076 | 3.076 | 3.076 | 0 | 0 | 0 | 0 | 0 | 20 | 20 | 3.076 | 8.23 | 0 | 0 | 0 | 0

## EPlus Data-WithSetback
EnergyPlus Analytical Test WinReveal
4 m2 South Facing Window
Window setback 0.3 m from wall
Date | Time | Environment:Outdoor Dry Bulb [C](TimeStep) | Environment:Diffuse Solar [W/m2](TimeStep) | Environment:Direct Solar [W/m2](TimeStep) | Environment:Ground Reflected Solar [W/m2](TimeStep) | ZONE ONE:Zone/Sys Sensible Heating Energy[J](TimeStep) | ZONE ONE:Zone/Sys Sensible Cooling Energy[J](TimeStep) | ZONE ONE:Mean Air Temperature[C](TimeStep) | EnergyPlus-With Reveal-ZONE ONE:Zone Transmitted Solar[W](TimeStep) | ZONE SURFACE SOUTH:Surface Inside Temperature[C](TimeStep) | ZONE SURFACE SOUTH:Surface Outside Temperature[C](TimeStep) | ZONE SURFACE SOUTH:Surface Int Convection Coeff[W/m2-K](TimeStep) | ZONE SURFACE SOUTH:Surface Ext Convection Coeff[W/m2-K](TimeStep) | ZONE SURFACE NORTH:Surface Inside Temperature[C](TimeStep) | ZONE SURFACE EAST:Surface Inside Temperature[C](TimeStep) | ZONE SURFACE WEST:Surface Inside Temperature[C](TimeStep) | ZONE SURFACE CEILING:Surface Inside Temperature[C](TimeStep) | ZONE SURFACE FLOOR:Surface Inside Temperature[C](TimeStep) | ZONE SURFACE NORTH:Surface Int Convection Coeff[W/m2-K](TimeStep) | ZONE SURFACE EAST:Surface Int Convection Coeff[W/m2-K](TimeStep) | ZONE SURFACE WEST:Surface Int Convection Coeff[W/m2-K](TimeStep) | ZONE SURFACE CEILING:Surface Int Convection Coeff[W/m2-K](TimeStep) | ZONE SURFACE FLOOR:Surface Int Convection Coeff[W/m2-K](TimeStep) | ZONE SURFACE NORTH:Surface Ext Convection Coeff[W/m2-K](TimeStep) | ZONE SURFACE EAST:Surface Ext Convection Coeff[W/m2-K](TimeStep) | ZONE SURFACE WEST:Surface Ext Convection Coeff[W/m2-K](TimeStep) | ZONE SURFACE CEILING:Surface Ext Convection Coeff[W/m2-K](TimeStep) | ZONE SURFACE FLOOR:Surface Ext Convection Coeff[W/m2-K](TimeStep) | ZONE SUBSURFACE 1:Surface Inside Temperature[C](TimeStep) | ZONE SUBSURFACE 1:Surface Outside Temperature[C](TimeStep) | ZONE SUBSURFACE 1:Surface Int Convection Coeff[W/m2-K](TimeStep) | ZONE SUBSURFACE 1:Surface Ext Convection Coeff[W/m2-K](TimeStep) | ZONE SUBSURFACE 1:Surface Ext Solar Incident[W/m2](TimeStep) | EnergyPlus - With Reveal | ZONE SUBSURFACE 1:Surface Ext Sunlit Area [m2](TimeStep) | EnergyPlus - With Reveal
2001-08-21 | 0:10 | 20 | 0 | 0 | 0 | 2.6623 | 0 | 20 | 0 | 19.9997 | 18.3025 | 3.076 | 8.23 | 20 | 20 | 20 | 20 | 20 | 3.076 | 3.076 | 3.076 | 3.076 | 3.076 | 0 | 0 | 0 | 0 | 0 | 20 | 20 | 3.076 | 8.23 | 0 | 0 | 0 | 0
2001-08-21 | 0:20 | 20 | 0 | 0 | 0 | 2.6623 | 0 | 20 | 0 | 19.9997 | 18.3025 | 3.076 | 8.23 | 20 | 20 | 20 | 20 | 20 | 3.076 | 3.076 | 3.076 | 3.076 | 3.076 | 0 | 0 | 0 | 0 | 0 | 20 | 20 | 3.076 | 8.23 | 0 | 0 | 0 | 0
2001-08-21 | 0:30 | 20 | 0 | 0 | 0 | 2.6623 | 0 | 20 | 0 | 19.9997 | 18.3025 | 3.076 | 8.23 | 20 | 20 | 20 | 20 | 20 | 3.076 | 3.076 | 3.076 | 3.076 | 3.076 | 0 | 0 | 0 | 0 | 0 | 20 | 20 | 3.076 | 8.23 | 0 | 0 | 0 | 0
2001-08-21 | 0:40 | 20 | 0 | 0 | 0 | 2.6623 | 0 | 20 | 0 | 19.9997 | 18.3025 | 3.076 | 8.23 | 20 | 20 | 20 | 20 | 20 | 3.076 | 3.076 | 3.076 | 3.076 | 3.076 | 0 | 0 | 0 | 0 | 0 | 20 | 20 | 3.076 | 8.23 | 0 | 0 | 0 | 0
2001-08-21 | 0:50 | 20 | 0 | 0 | 0 | 2.6623 | 0 | 20 | 0 | 19.9997 | 18.3025 | 3.076 | 8.23 | 20 | 20 | 20 | 20 | 20 | 3.076 | 3.076 | 3.076 | 3.076 | 3.076 | 0 | 0 | 0 | 0 | 0 | 20 | 20 | 3.076 | 8.23 | 0 | 0 | 0 | 0
2001-08-21 | 1:00 | 20 | 0 | 0 | 0 | 2.6623 | 0 | 20 | 0 | 19.9997 | 18.3025 | 3.076 | 8.23 | 20 | 20 | 20 | 20 | 20 | 3.076 | 3.076 | 3.076 | 3.076 | 3.076 | 0 | 0 | 0 | 0 | 0 | 20 | 20 | 3.076 | 8.23 | 0 | 0 | 0 | 0
2001-08-21 | 1:10 | 20 | 0 | 0 | 0 | 2.6623 | 0 | 20 | 0 | 19.9997 | 18.3025 | 3.076 | 8.23 | 20 | 20 | 20 | 20 | 20 | 3.076 | 3.076 | 3.076 | 3.076 | 3.076 | 0 | 0 | 0 | 0 | 0 | 20 | 20 | 3.076 | 8.23 | 0 | 0 | 0 | 0
2001-08-21 | 1:20 | 20 | 0 | 0 | 0 | 2.6623 | 0 | 20 | 0 | 19.9997 | 18.3025 | 3.076 | 8.23 | 20 | 20 | 20 | 20 | 20 | 3.076 | 3.076 | 3.076 | 3.076 | 3.076 | 0 | 0 | 0 | 0 | 0 | 20 | 20 | 3.076 | 8.23 | 0 | 0 | 0 | 0
2001-08-21 | 1:30 | 20 | 0 | 0 | 0 | 2.6623 | 0 | 20 | 0 | 19.9997 | 18.3025 | 3.076 | 8.23 | 20 | 20 | 20 | 20 | 20 | 3.076 | 3.076 | 3.076 | 3.076 | 3.076 | 0 | 0 | 0 | 0 | 0 | 20 | 20 | 3.076 | 8.23 | 0 | 0 | 0 | 0
2001-08-21 | 1:40 | 20 | 0 | 0 | 0 | 2.6623 | 0 | 20 | 0 | 19.9997 | 18.3025 | 3.076 | 8.23 | 20 | 20 | 20 | 20 | 20 | 3.076 | 3.076 | 3.076 | 3.076 | 3.076 | 0 | 0 | 0 | 0 | 0 | 20 | 20 | 3.076 | 8.23 | 0 | 0 | 0 | 0
2001-08-21 | 1:50 | 20 | 0 | 0 | 0 | 2.6623 | 0 | 20 | 0 | 19.9997 | 18.3025 | 3.076 | 8.23 | 20 | 20 | 20 | 20 | 20 | 3.076 | 3.076 | 3.076 | 3.076 | 3.076 | 0 | 0 | 0 | 0 | 0 | 20 | 20 | 3.076 | 8.23 | 0 | 0 | 0 | 0
2001-08-21 | 2:00 | 20 | 0 | 0 | 0 | 2.6623 | 0 | 20 | 0 | 19.9997 | 18.3025 | 3.076 | 8.23 | 20 | 20 | 20 | 20 | 20 | 3.076 | 3.076 | 3.076 | 3.076 | 3.076 | 0 | 0 | 0 | 0 | 0 | 20 | 20 | 3.076 | 8.23 | 0 | 0 | 0 | 0
2001-08-21 | 2:10 | 20 | 0 | 0 | 0 | 2.6623 | 0 | 20 | 0 | 19.9997 | 18.3025 | 3.076 | 8.23 | 20 | 20 | 20 | 20 | 20 | 3.076 | 3.076 | 3.076 | 3.076 | 3.076 | 0 | 0 | 0 | 0 | 0 | 20 | 20 | 3.076 | 8.23 | 0 | 0 | 0 | 0
2001-08-21 | 2:20 | 20 | 0 | 0 | 0 | 2.6623 | 0 | 20 | 0 | 19.9997 | 18.3025 | 3.076 | 8.23 | 20 | 20 | 20 | 20 | 20 | 3.076 | 3.076 | 3.076 | 3.076 | 3.076 | 0 | 0 | 0 | 0 | 0 | 20 | 20 | 3.076 | 8.23 | 0 | 0 | 0 | 0
2001-08-21 | 2:30 | 20 | 0 | 0 | 0 | 2.6623 | 0 | 20 | 0 | 19.9997 | 18.3025 | 3.076 | 8.23 | 20 | 20 | 20 | 20 | 20 | 3.076 | 3.076 | 3.076 | 3.076 | 3.076 | 0 | 0 | 0 | 0 | 0 | 20 | 20 | 3.076 | 8.23 | 0 | 0 | 0 | 0
2001-08-21 | 2:40 | 20 | 0 | 0 | 0 | 2.6623 | 0 | 20 | 0 | 19.9997 | 18.3025 | 3.076 | 8.23 | 20 | 20 | 20 | 20 | 20 | 3.076 | 3.076 | 3.076 | 3.076 | 3.076 | 0 | 0 | 0 | 0 | 0 | 20 | 20 | 3.076 | 8.23 | 0 | 0 | 0 | 0
2001-08-21 | 2:50 | 20 | 0 | 0 | 0 | 2.6623 | 0 | 20 | 0 | 19.9997 | 18.3025 | 3.076 | 8.23 | 20 | 20 | 20 | 20 | 20 | 3.076 | 3.076 | 3.076 | 3.076 | 3.076 | 0 | 0 | 0 | 0 | 0 | 20 | 20 | 3.076 | 8.23 | 0 | 0 | 0 | 0
2001-08-21 | 3:00 | 20 | 0 | 0 | 0 | 2.6623 | 0 | 20 | 0 | 19.9997 | 18.3025 | 3.076 | 8.23 | 20 | 20 | 20 | 20 | 20 | 3.076 | 3.076 | 3.076 | 3.076 | 3.076 | 0 | 0 | 0 | 0 | 0 | 20 | 20 | 3.076 | 8.23 | 0 | 0 | 0 | 0
2001-08-21 | 3:10 | 20 | 0 | 0 | 0 | 2.6623 | 0 | 20 | 0 | 19.9997 | 18.3025 | 3.076 | 8.23 | 20 | 20 | 20 | 20 | 20 | 3.076 | 3.076 | 3.076 | 3.076 | 3.076 | 0 | 0 | 0 | 0 | 0 | 20 | 20 | 3.076 | 8.23 | 0 | 0 | 0 | 0
2001-08-21 | 3:20 | 20 | 0 | 0 | 0 | 2.6623 | 0 | 20 | 0 | 19.9997 | 18.3025 | 3.076 | 8.23 | 20 | 20 | 20 | 20 | 20 | 3.076 | 3.076 | 3.076 | 3.076 | 3.076 | 0 | 0 | 0 | 0 | 0 | 20 | 20 | 3.076 | 8.23 | 0 | 0 | 0 | 0
2001-08-21 | 3:30 | 20 | 0 | 0 | 0 | 2.6623 | 0 | 20 | 0 | 19.9997 | 18.3025 | 3.076 | 8.23 | 20 | 20 | 20 | 20 | 20 | 3.076 | 3.076 | 3.076 | 3.076 | 3.076 | 0 | 0 | 0 | 0 | 0 | 20 | 20 | 3.076 | 8.23 | 0 | 0 | 0 | 0
2001-08-21 | 3:40 | 20 | 0 | 0 | 0 | 2.6623 | 0 | 20 | 0 | 19.9997 | 18.3025 | 3.076 | 8.23 | 20 | 20 | 20 | 20 | 20 | 3.076 | 3.076 | 3.076 | 3.076 | 3.076 | 0 | 0 | 0 | 0 | 0 | 20 | 20 | 3.076 | 8.23 | 0 | 0 | 0 | 0
2001-08-21 | 3:50 | 20 | 0 | 0 | 0 | 2.6623 | 0 | 20 | 0 | 19.9997 | 18.3025 | 3.076 | 8.23 | 20 | 20 | 20 | 20 | 20 | 3.076 | 3.076 | 3.076 | 3.076 | 3.076 | 0 | 0 | 0 | 0 | 0 | 20 | 20 | 3.076 | 8.23 | 0 | 0 | 0 | 0
2001-08-21 | 4:00 | 20 | 0 | 0 | 0 | 2.6623 | 0 | 20 | 0 | 19.9997 | 18.3025 | 3.076 | 8.23 | 20 | 20 | 20 | 20 | 20 | 3.076 | 3.076 | 3.076 | 3.076 | 3.076 | 0 | 0 | 0 | 0 | 0 | 20 | 20 | 3.076 | 8.23 | 0 | 0 | 0 | 0
2001-08-21 | 4:10 | 20 | 0 | 0 | 0 | 2.6623 | 0 | 20 | 0 | 19.9997 | 18.3025 | 3.076 | 8.23 | 20 | 20 | 20 | 20 | 20 | 3.076 | 3.076 | 3.076 | 3.076 | 3.076 | 0 | 0 | 0 | 0 | 0 | 20 | 20 | 3.076 | 8.23 | 0 | 0 | 0 | 0
2001-08-21 | 4:20 | 20 | 0 | 0 | 0 | 2.6623 | 0 | 20 | 0 | 19.9997 | 18.3025 | 3.076 | 8.23 | 20 | 20 | 20 | 20 | 20 | 3.076 | 3.076 | 3.076 | 3.076 | 3.076 | 0 | 0 | 0 | 0 | 0 | 20 | 20 | 3.076 | 8.23 | 0 | 0 | 0 | 0
2001-08-21 | 4:30 | 20 | 0 | 0 | 0 | 2.6623 | 0 | 20 | 0 | 19.9997 | 18.3025 | 3.076 | 8.23 | 20 | 20 | 20 | 20 | 20 | 3.076 | 3.076 | 3.076 | 3.076 | 3.076 | 0 | 0 | 0 | 0 | 0 | 20 | 20 | 3.076 | 8.23 | 0 | 0 | 0 | 0
2001-08-21 | 4:40 | 20 | 0 | 0 | 0 | 2.6623 | 0 | 20 | 0 | 19.9997 | 18.3025 | 3.076 | 8.23 | 20 | 20 | 20 | 20 | 20 | 3.076 | 3.076 | 3.076 | 3.076 | 3.076 | 0 | 0 | 0 | 0 | 0 | 20 | 20 | 3.076 | 8.23 | 0 | 0 | 0 | 0
2001-08-21 | 4:50 | 20 | 0 | 0 | 0 | 2.6623 | 0 | 20 | 0 | 19.9997 | 18.3025 | 3.076 | 8.23 | 20 | 20 | 20 | 20 | 20 | 3.076 | 3.076 | 3.076 | 3.076 | 3.076 | 0 | 0 | 0 | 0 | 0 | 20 | 20 | 3.076 | 8.23 | 0 | 0 | 0 | 0
2001-08-21 | 5:00 | 20 | 0 | 0 | 0 | 2.6623 | 0 | 20 | 0 | 19.9997 | 18.3025 | 3.076 | 8.23 | 20 | 20 | 20 | 20 | 20 | 3.076 | 3.076 | 3.076 | 3.076 | 3.076 | 0 | 0 | 0 | 0 | 0 | 20 | 20 | 3.076 | 8.23 | 0 | 0 | 0 | 0
2001-08-21 | 5:10 | 20 | 0 | 0 | 0 | 2.6623 | 0 | 20 | 0 | 19.9997 | 18.3025 | 3.076 | 8.23 | 20 | 20 | 20 | 20 | 20 | 3.076 | 3.076 | 3.076 | 3.076 | 3.076 | 0 | 0 | 0 | 0 | 0 | 20 | 20 | 3.076 | 8.23 | 0 | 0 | 0 | 0
2001-08-21 | 5:20 | 20 | 0 | 0 | 0 | 2.6623 | 0 | 20 | 0 | 19.9997 | 18.3025 | 3.076 | 8.23 | 20 | 20 | 20 | 20 | 20 | 3.076 | 3.076 | 3.076 | 3.076 | 3.076 | 0 | 0 | 0 | 0 | 0 | 20 | 20 | 3.076 | 8.23 | 0 | 0 | 0 | 0
2001-08-21 | 5:30 | 20 | 0 | 0 | 0 | 2.6623 | 0 | 20 | 0 | 19.9997 | 18.3025 | 3.076 | 8.23 | 20 | 20 | 20 | 20 | 20 | 3.076 | 3.076 | 3.076 | 3.076 | 3.076 | 0 | 0 | 0 | 0 | 0 | 20 | 20 | 3.076 | 8.23 | 0 | 0 | 0 | 0
2001-08-21 | 5:40 | 20 | 0 | 0 | 0 | 2.6623 | 0 | 20 | 0 | 19.9997 | 18.3025 | 3.076 | 8.23 | 20 | 20 | 20 | 20 | 20 | 3.076 | 3.076 | 3.076 | 3.076 | 3.076 | 0 | 0 | 0 | 0 | 0 | 20 | 20 | 3.076 | 8.23 | 0 | 0 | 0 | 0
2001-08-21 | 5:50 | 20 | 0 | 0 | 0 | 2.6623 | 0 | 20 | 0 | 19.9997 | 18.3025 | 3.076 | 8.23 | 20 | 20 | 20 | 20 | 20 | 3.076 | 3.076 | 3.076 | 3.076 | 3.076 | 0 | 0 | 0 | 0 | 0 | 20 | 20 | 3.076 | 8.23 | 0 | 0 | 0 | 0
2001-08-21 | 6:00 | 20 | 0 | 0 | 0 | 2.6623 | 0 | 20 | 0 | 19.9997 | 18.3025 | 3.076 | 8.23 | 20 | 20 | 20 | 20 | 20 | 3.076 | 3.076 | 3.076 | 3.076 | 3.076 | 0 | 0 | 0 | 0 | 0 | 20 | 20 | 3.076 | 8.23 | 0 | 0 | 0 | 0
2001-08-21 | 6:10 | 20 | 0 | 78.6667 | 0 | 2.6623 | 0 | 20 | 0 | 19.9997 | 18.3025 | 3.076 | 8.23 | 20 | 20 | 20 | 20 | 20 | 3.076 | 3.076 | 3.076 | 3.076 | 3.076 | 0 | 0 | 0 | 0 | 0 | 20 | 20 | 3.076 | 8.23 | 0 | 0 | 0 | 0
2001-08-21 | 6:20 | 20 | 0 | 98.3333 | 0 | 2.6623 | 0 | 20 | 0 | 19.9997 | 18.3025 | 3.076 | 8.23 | 20 | 20 | 20 | 20 | 20 | 3.076 | 3.076 | 3.076 | 3.076 | 3.076 | 0 | 0 | 0 | 0 | 0 | 20 | 20 | 3.076 | 8.23 | 0 | 0 | 0 | 0
2001-08-21 | 6:30 | 20 | 0 | 118 | 0 | 2.6623 | 0 | 20 | 0 | 19.9997 | 18.3025 | 3.076 | 8.23 | 20 | 20 | 20 | 20 | 20 | 3.076 | 3.076 | 3.076 | 3.076 | 3.076 | 0 | 0 | 0 | 0 | 0 | 20 | 20 | 3.076 | 8.23 | 0 | 0 | 0 | 0
2001-08-21 | 6:40 | 20 | 0 | 190.8333 | 0 | 2.6623 | 0 | 20 | 0 | 19.9997 | 18.3025 | 3.076 | 8.23 | 20 | 20 | 20 | 20 | 20 | 3.076 | 3.076 | 3.076 | 3.076 | 3.076 | 0 | 0 | 0 | 0 | 0 | 20 | 20 | 3.076 | 8.23 | 0 | 0 | 0 | 0
2001-08-21 | 6:50 | 20 | 0 | 263.6667 | 0 | 2.6623 | 0 | 20 | 0 | 19.9997 | 18.3025 | 3.076 | 8.23 | 20 | 20 | 20 | 20 | 20 | 3.076 | 3.076 | 3.076 | 3.076 | 3.076 | 0 | 0 | 0 | 0 | 0 | 20 | 20 | 3.076 | 8.23 | 0 | 0 | 0 | 0
2001-08-21 | 7:00 | 20 | 0 | 336.5 | 0 | 2.6623 | 0 | 20 | 0 | 19.9997 | 18.3025 | 3.076 | 8.23 | 20 | 20 | 20 | 20 | 20 | 3.076 | 3.076 | 3.076 | 3.076 | 3.076 | 0 | 0 | 0 | 0 | 0 | 20 | 20 | 3.076 | 8.23 | 0 | 0 | 0 | 0
2001-08-21 | 7:10 | 20 | 0 | 409.3333 | 0 | 2.6623 | 0 | 20 | 0 | 19.9997 | 18.3025 | 3.076 | 8.23 | 20 | 20 | 20 | 20 | 20 | 3.076 | 3.076 | 3.076 | 3.076 | 3.076 | 0 | 0 | 0 | 0 | 0 | 20 | 20 | 3.076 | 8.23 | 0 | 0 | 0 | 0
2001-08-21 | 7:20 | 20 | 0 | 482.1667 | 0 | 2.6623 | 0 | 20 | 0 | 19.9997 | 18.3025 | 3.076 | 8.23 | 20 | 20 | 20 | 20 | 20 | 3.076 | 3.076 | 3.076 | 3.076 | 3.076 | 0 | 0 | 0 | 0 | 0 | 20 | 20 | 3.076 | 8.23 | 0 | 0 | 0 | 0
2001-08-21 | 7:30 | 20 | 0 | 555 | 0 | 2.6623 | 0 | 20 | 0 | 19.9997 | 18.3025 | 3.076 | 8.23 | 20 | 20 | 20 | 20 | 20 | 3.076 | 3.076 | 3.076 | 3.076 | 3.076 | 0 | 0 | 0 | 0 | 0 | 20 | 20 | 3.076 | 8.23 | 0 | 0 | 0 | 0
2001-08-21 | 7:40 | 20 | 0 | 587.5 | 0 | 2.6623 | 0 | 20 | 0 | 19.9997 | 18.3025 | 3.076 | 8.23 | 20 | 20 | 20 | 20 | 20 | 3.076 | 3.076 | 3.076 | 3.076 | 3.076 | 0 | 0 | 0 | 0 | 0 | 20 | 20 | 3.076 | 8.23 | 0 | 0 | 0 | 0
2001-08-21 | 7:50 | 20 | 0 | 620 | 0 | 2.6623 | 0 | 20 | 0 | 19.9997 | 18.3025 | 3.076 | 8.23 | 20 | 20 | 20 | 20 | 20 | 3.076 | 3.076 | 3.076 | 3.076 | 3.076 | 0 | 0 | 0 | 0 | 0 | 20 | 20 | 3.076 | 8.23 | 0 | 0 | 0 | 0
2001-08-21 | 8:00 | 20 | 0 | 652.5 | 0 | 2.6623 | 0 | 20 | 0 | 19.9997 | 18.3025 | 3.076 | 8.23 | 20 | 20 | 20 | 20 | 20 | 3.076 | 3.076 | 3.076 | 3.076 | 3.076 | 0 | 0 | 0 | 0 | 0 | 20 | 20 | 3.076 | 8.23 | 0 | 0 | 0 | 0
2001-08-21 | 8:10 | 20 | 0 | 685 | 0 | 2.6623 | 0 | 20 | 0 | 19.9997 | 18.3025 | 3.076 | 8.23 | 20 | 20 | 20 | 20 | 20 | 3.076 | 3.076 | 3.076 | 3.076 | 3.076 | 0 | 0 | 0 | 0 | 0 | 20 | 20 | 3.076 | 8.23 | 0 | 0 | 0 | 0
2001-08-21 | 8:20 | 20 | 0 | 717.5 | 0 | 2.6623 | 0 | 20 | 0 | 19.9997 | 18.3025 | 3.076 | 8.23 | 20 | 20 | 20 | 20 | 20 | 3.076 | 3.076 | 3.076 | 3.076 | 3.076 | 0 | 0 | 0 | 0 | 0 | 20 | 20 | 3.076 | 8.23 | 0 | 0 | 0 | 0
2001-08-21 | 8:30 | 20 | 0 | 750 | 0 | 2.6623 | 0 | 20 | 0 | 19.9997 | 18.3025 | 3.076 | 8.23 | 20 | 20 | 20 | 20 | 20 | 3.076 | 3.076 | 3.076 | 3.076 | 3.076 | 0 | 0 | 0 | 0 | 0 | 20 | 20 | 3.076 | 8.23 | 0 | 0 | 0 | 0
2001-08-21 | 8:40 | 20 | 0 | 764.1667 | 0 | 2.6623 | 0 | 20 | 0 | 19.9997 | 18.3025 | 3.076 | 8.23 | 20 | 20 | 20 | 20 | 20 | 3.076 | 3.076 | 3.076 | 3.076 | 3.076 | 0 | 0 | 0 | 0 | 0 | 20 | 20 | 3.076 | 8.23 | 0 | 0 | 0 | 0
2001-08-21 | 8:50 | 20 | 0 | 778.3333 | 0 | 2.6623 | 0 | 20 | 0 | 19.9997 | 18.3025 | 3.076 | 8.23 | 20 | 20 | 20 | 20 | 20 | 3.076 | 3.076 | 3.076 | 3.076 | 3.076 | 0 | 0 | 0 | 0 | 0 | 20 | 20 | 3.076 | 8.23 | 0 | 0 | 0 | 0
2001-08-21 | 9:00 | 20 | 0 | 792.5 | 0 | 0 | 2281.8273 | 20 | 3.7793 | 19.9997 | 18.3025 | 3.076 | 8.23 | 20 | 20 | 20.1336 | 20 | 20 | 3.076 | 3.076 | 3.076 | 3.076 | 3.076 | 0 | 0 | 0 | 0 | 0 | 20.0089 | 20.0088 | 3.076 | 8.23 | 2.9515 | 0.11331 | 3.803 | 3.803
2001-08-21 | 9:10 | 20 | 0 | 806.6667 | 0 | 0 | 9669.5261 | 20 | 15.5635 | 19.9997 | 18.3025 | 3.076 | 8.23 | 20 | 20 | 20.4974 | 20 | 20.0612 | 3.076 | 3.076 | 3.076 | 3.076 | 3.076 | 0 | 0 | 0 | 0 | 0 | 20.0532 | 20.0528 | 3.076 | 8.23 | 10.7542 | 0.35401 | 16.1159 | 16.1159
2001-08-21 | 9:20 | 20 | 0 | 820.8333 | 0 | 0 | 20088.3642 | 20 | 32.2492 | 19.9997 | 18.3025 | 3.076 | 8.23 | 20 | 20 | 20.8749 | 20 | 20.285 | 3.076 | 3.076 | 3.076 | 3.076 | 3.076 | 0 | 0 | 0 | 0 | 0 | 20.1117 | 20.1109 | 3.076 | 8.23 | 20.141 | 0.58016 | 33.4806 | 33.4806
2001-08-21 | 9:30 | 20 | 0 | 835 | 0 | 0 | 33374.4081 | 20 | 53.3756 | 19.9997 | 18.3025 | 3.076 | 8.23 | 20 | 20 | 21.2091 | 20 | 20.715 | 3.076 | 3.076 | 3.076 | 3.076 | 3.076 | 0 | 0 | 0 | 0 | 0 | 20.1919 | 20.1905 | 3.076 | 8.23 | 30.6324 | 0.78448 | 55.624 | 55.624
2001-08-21 | 9:40 | 20 | 0 | 842.1667 | 0 | 0 | 48610.0393 | 20 | 77.7973 | 19.9997 | 18.3025 | 3.076 | 8.23 | 20 | 20 | 21.4234 | 20 | 21.384 | 3.076 | 3.076 | 3.076 | 3.076 | 3.076 | 0 | 0 | 0 | 0 | 0 | 20.2683 | 20.2663 | 3.076 | 8.23 | 41.5728 | 0.96679 | 81.0167 | 81.0167
2001-08-21 | 9:50 | 20 | 0 | 849.3333 | 0 | 0 | 65625.2238 | 20 | 105.2042 | 19.9997 | 18.3025 | 3.076 | 8.23 | 20 | 20 | 21.5236 | 20 | 22.2734 | 3.076 | 3.076 | 3.076 | 3.076 | 3.076 | 0 | 0 | 0 | 0 | 0 | 20.3464 | 20.3438 | 3.076 | 8.23 | 52.9108 | 1.1291 | 109.3754 | 109.3754
2001-08-21 | 10:00 | 20 | 0 | 856.5 | 0 | 0 | 84120.5791 | 20 | 135.0272 | 19.9997 | 18.3025 | 3.076 | 8.23 | 20 | 20 | 21.5619 | 20 | 23.3134 | 3.076 | 3.076 | 3.076 | 3.076 | 3.076 | 0 | 0 | 0 | 0 | 0 | 20.4256 | 20.4224 | 3.076 | 8.23 | 64.4835 | 1.2739 | 140.201 | 140.201
2001-08-21 | 10:10 | 20 | 0 | 863.6667 | 0 | 0 | 103722.4018 | 20 | 166.7261 | 19.9998 | 18.3025 | 3.076 | 8.23 | 20 | 20 | 21.5381 | 20 | 24.4821 | 3.076 | 3.076 | 3.076 | 3.076 | 3.076 | 0 | 0 | 0 | 0 | 0 | 20.5048 | 20.501 | 3.076 | 8.23 | 76.1667 | 1.4037 | 172.8707 | 172.8707
2001-08-21 | 10:20 | 20 | 0 | 870.8333 | 0 | 0 | 124139.9233 | 20 | 199.7927 | 19.9998 | 18.3025 | 3.076 | 8.23 | 20 | 20 | 21.4551 | 20 | 25.7594 | 3.076 | 3.076 | 3.076 | 3.076 | 3.076 | 0 | 0 | 0 | 0 | 0 | 20.5833 | 20.5788 | 3.076 | 8.23 | 87.8606 | 1.5206 | 206.8999 | 206.8999
2001-08-21 | 10:30 | 20 | 0 | 878 | 0 | 0 | 145086.9488 | 20 | 233.7568 | 19.9998 | 18.3025 | 3.076 | 8.23 | 20 | 20 | 21.3184 | 20 | 27.1229 | 3.076 | 3.076 | 3.076 | 3.076 | 3.076 | 0 | 0 | 0 | 0 | 0 | 20.6604 | 20.6554 | 3.076 | 8.23 | 99.4824 | 1.6265 | 241.8116 | 241.8116
2001-08-21 | 10:40 | 20 | 0 | 881.6667 | 0 | 0 | 165643.6141 | 20 | 267.12 | 19.9998 | 18.3025 | 3.076 | 8.23 | 20 | 20 | 21.1316 | 20 | 28.5149 | 3.076 | 3.076 | 3.076 | 3.076 | 3.076 | 0 | 0 | 0 | 0 | 0 | 20.7333 | 20.7277 | 3.076 | 8.23 | 110.5203 | 1.7229 | 276.0727 | 276.0727
2001-08-21 | 10:50 | 20 | 0 | 885.3333 | 0 | 0 | 185988.7287 | 20 | 300.2885 | 19.9998 | 18.3025 | 3.076 | 8.23 | 20 | 20 | 20.9116 | 20 | 29.9331 | 3.076 | 3.076 | 3.076 | 3.076 | 3.076 | 0 | 0 | 0 | 0 | 0 | 20.7934 | 20.7873 | 3.076 | 8.23 | 121.2677 | 1.8112 | 309.9812 | 309.9812
2001-08-21 | 11:00 | 20 | 0 | 889 | 0 | 0 | 206127.3244 | 20 | 332.9146 | 19.9998 | 18.3025 | 3.076 | 8.23 | 20 | 20 | 20.6726 | 20 | 31.3506 | 3.076 | 3.076 | 3.076 | 3.076 | 3.076 | 0 | 0 | 0 | 0 | 0 | 20.8696 | 20.8629 | 3.076 | 8.23 | 131.6749 | 1.8924 | 343.5455 | 343.5455
2001-08-21 | 11:10 | 20 | 0 | 892.6667 | 0 | 0 | 225602.1781 | 20 | 364.6787 | 19.9998 | 18.3025 | 3.076 | 8.23 | 20 | 20 | 20.4327 | 20 | 32.7379 | 3.076 | 3.076 | 3.076 | 3.076 | 3.076 | 0 | 0 | 0 | 0 | 0 | 20.9258 | 20.9188 | 3.076 | 8.23 | 141.6943 | 1.9675 | 376.0036 | 376.0036
2001-08-21 | 11:20 | 20 | 0 | 896.3333 | 0 | 0 | 244410.8174 | 20 | 395.2871 | 19.9998 | 18.3025 | 3.076 | 8.23 | 20 | 20 | 20.2158 | 20 | 34.0606 | 3.076 | 3.076 | 3.076 | 3.076 | 3.076 | 0 | 0 | 0 | 0 | 0 | 20.9857 | 20.9782 | 3.076 | 8.23 | 151.2799 | 2.0371 | 407.3514 | 407.3514
2001-08-21 | 11:30 | 20 | 0 | 900 | 0 | 0 | 262366.2448 | 20 | 424.491 | 19.9998 | 18.3025 | 3.076 | 8.23 | 20 | 20 | 20.0552 | 20 | 35.2761 | 3.076 | 3.076 | 3.076 | 3.076 | 3.076 | 0 | 0 | 0 | 0 | 0 | 21.0442 | 21.0362 | 3.076 | 8.23 | 160.3948 | 2.1022 | 437.2771 | 437.2771
2001-08-21 | 11:40 | 20 | 0 | 901.3333 | 0 | 0 | 278586.2545 | 20 | 450.8932 | 19.9998 | 18.3025 | 3.076 | 8.23 | 20 | 20 | 20.0002 | 20 | 36.2839 | 3.076 | 3.076 | 3.076 | 3.076 | 3.076 | 0 | 0 | 0 | 0 | 0 | 21.0976 | 21.0892 | 3.076 | 8.23 | 168.5663 | 2.1631 | 464.3104 | 464.3104
2001-08-21 | 11:50 | 20 | 0 | 902.6667 | 0 | 0 | 293615.1619 | 20 | 475.3269 | 19.9998 | 18.3025 | 3.076 | 8.23 | 20 | 20 | 20 | 20 | 37.1669 | 3.076 | 3.076 | 3.076 | 3.076 | 3.076 | 0 | 0 | 0 | 0 | 0 | 21.1471 | 21.1383 | 3.076 | 8.23 | 176.1573 | 2.2203 | 489.3586 | 489.3586
2001-08-21 | 12:00 | 20 | 0 | 904 | 0 | 0 | 307331.9007 | 20 | 497.6203 | 19.9998 | 18.3025 | 3.076 | 8.23 | 20 | 20 | 20 | 20 | 37.9724 | 3.076 | 3.076 | 3.076 | 3.076 | 3.076 | 0 | 0 | 0 | 0 | 0 | 21.1927 | 21.1836 | 3.076 | 8.23 | 183.1404 | 2.2744 | 512.2198 | 512.2198
2001-08-21 | 12:10 | 20 | 0 | 905.3333 | 0 | 0 | 319643.7397 | 20 | 517.6193 | 19.9998 | 18.3025 | 3.076 | 8.23 | 20 | 20 | 20 | 20 | 38.6951 | 3.076 | 3.076 | 3.076 | 3.076 | 3.076 | 0 | 0 | 0 | 0 | 0 | 21.2344 | 21.225 | 3.076 | 8.23 | 189.4901 | 2.3256 | 532.7396 | 532.7396
2001-08-21 | 12:20 | 20 | 0 | 906.6667 | 0 | 0 | 330467.9328 | 20 | 535.1873 | 19.9998 | 18.3025 | 3.076 | 8.23 | 20 | 20 | 20 | 20 | 39.3299 | 3.076 | 3.076 | 3.076 | 3.076 | 3.076 | 0 | 0 | 0 | 0 | 0 | 21.2721 | 21.2624 | 3.076 | 8.23 | 195.1836 | 2.3742 | 550.7799 | 550.7799
2001-08-21 | 12:30 | 20 | 0 | 908 | 0 | 0 | 339713.1761 | 20 | 550.2027 | 19.9998 | 18.3025 | 3.076 | 8.23 | 20 | 20 | 20 | 20 | 39.8716 | 3.076 | 3.076 | 3.076 | 3.076 | 3.076 | 0 | 0 | 0 | 0 | 0 | 21.3058 | 21.2959 | 3.076 | 8.23 | 200.1999 | 2.4207 | 566.1886 | 566.1886
2001-08-21 | 12:40 | 20 | 0 | 907.6667 | 0 | 0 | 346651.3171 | 20 | 561.5203 | 19.9998 | 18.3025 | 3.076 | 8.23 | 20 | 20 | 20 | 20 | 40.2811 | 3.076 | 3.076 | 3.076 | 3.076 | 3.076 | 0 | 0 | 0 | 0 | 0 | 21.3243 | 21.3142 | 3.076 | 8.23 | 204.1432 | 2.465 | 577.7522 | 577.7522
2001-08-21 | 12:50 | 20 | 0 | 907.3333 | 0 | 0 | 341214.59 | 20 | 552.3411 | 19.9998 | 18.3025 | 3.076 | 8.23 | 20 | 20 | 20 | 20 | 39.9543 | 3.076 | 3.076 | 3.076 | 3.076 | 3.076 | 0 | 0 | 0 | 0 | 0 | 21.323 | 21.3129 | 3.076 | 8.23 | 200.9202 | 2.4298 | 568.691 | 568.691
2001-08-21 | 13:00 | 20 | 0 | 907 | 0 | 0 | 332770.9145 | 20 | 538.4651 | 19.9998 | 18.3025 | 3.076 | 8.23 | 20 | 20 | 20 | 20 | 39.4529 | 3.076 | 3.076 | 3.076 | 3.076 | 3.076 | 0 | 0 | 0 | 0 | 0 | 21.3073 | 21.2974 | 3.076 | 8.23 | 196.2651 | 2.3838 | 554.6182 | 554.6182
2001-08-21 | 13:10 | 20 | 0 | 906.6667 | 0 | 0 | 322607.4789 | 20 | 521.9732 | 19.9998 | 18.3025 | 3.076 | 8.23 | 20 | 20 | 20 | 20 | 38.8577 | 3.076 | 3.076 | 3.076 | 3.076 | 3.076 | 0 | 0 | 0 | 0 | 0 | 21.2699 | 21.2602 | 3.076 | 8.23 | 190.9154 | 2.3356 | 537.6791 | 537.6791
2001-08-21 | 13:20 | 20 | 0 | 906.3333 | 0 | 0 | 310919.7522 | 20 | 502.9869 | 19.9998 | 18.3025 | 3.076 | 8.23 | 20 | 20 | 20 | 20 | 38.171 | 3.076 | 3.076 | 3.076 | 3.076 | 3.076 | 0 | 0 | 0 | 0 | 0 | 21.2318 | 21.2224 | 3.076 | 8.23 | 184.8933 | 2.2849 | 518.1996 | 518.1996
2001-08-21 | 13:30 | 20 | 0 | 906 | 0 | 0 | 297802.3857 | 20 | 481.6252 | 19.9998 | 18.3025 | 3.076 | 8.23 | 20 | 20 | 20 | 20 | 37.3997 | 3.076 | 3.076 | 3.076 | 3.076 | 3.076 | 0 | 0 | 0 | 0 | 0 | 21.1905 | 21.1814 | 3.076 | 8.23 | 178.2166 | 2.2315 | 496.3373 | 496.3373
2001-08-21 | 13:40 | 20 | 0 | 903.5 | 0 | 0 | 282652.8573 | 20 | 456.9442 | 19.9998 | 18.3025 | 3.076 | 8.23 | 20 | 20 | 20 | 20 | 36.5085 | 3.076 | 3.076 | 3.076 | 3.076 | 3.076 | 0 | 0 | 0 | 0 | 0 | 21.1435 | 21.1348 | 3.076 | 8.23 | 170.5027 | 2.1749 | 471.0881 | 471.0881
2001-08-21 | 13:50 | 20 | 0 | 901 | 0 | 0 | 266302.111 | 20 | 430.3163 | 19.9998 | 18.3025 | 3.076 | 8.23 | 20 | 20.0334 | 20 | 20 | 35.5135 | 3.076 | 3.076 | 3.076 | 3.076 | 3.076 | 0 | 0 | 0 | 0 | 0 | 21.0923 | 21.084 | 3.076 | 8.23 | 162.2205 | 2.1148 | 443.8369 | 443.8369
2001-08-21 | 14:00 | 20 | 0 | 898.5 | 0 | 0 | 248852.3698 | 20 | 401.9363 | 19.9998 | 18.3025 | 3.076 | 8.23 | 20 | 20.1771 | 20 | 20 | 34.3436 | 3.076 | 3.076 | 3.076 | 3.076 | 3.076 | 0 | 0 | 0 | 0 | 0 | 21.0375 | 21.0296 | 3.076 | 8.23 | 153.401 | 2.0506 | 414.7539 | 414.7539
2001-08-21 | 14:10 | 20 | 0 | 896 | 0 | 0 | 230478.1549 | 20 | 372.0258 | 19.9998 | 18.3025 | 3.076 | 8.23 | 20 | 20.3864 | 20 | 20 | 33.054 | 3.076 | 3.076 | 3.076 | 3.076 | 3.076 | 0 | 0 | 0 | 0 | 0 | 20.9793 | 20.9719 | 3.076 | 8.23 | 144.0791 | 1.9819 | 384.1303 | 384.1303
2001-08-21 | 14:20 | 20 | 0 | 893.5 | 0 | 0 | 211236.3701 | 20 | 340.8357 | 19.9998 | 18.3025 | 3.076 | 8.23 | 20 | 20.6253 | 20 | 20 | 31.6885 | 3.076 | 3.076 | 3.076 | 3.076 | 3.076 | 0 | 0 | 0 | 0 | 0 | 20.9076 | 20.9007 | 3.076 | 8.23 | 134.294 | 1.908 | 352.0606 | 352.0606
2001-08-21 | 14:30 | 20 | 0 | 891 | 0 | 0 | 191495.3449 | 20 | 308.632 | 19.9998 | 18.3025 | 3.076 | 8.23 | 20 | 20.8683 | 20 | 20 | 30.2824 | 3.076 | 3.076 | 3.076 | 3.076 | 3.076 | 0 | 0 | 0 | 0 | 0 | 20.8507 | 20.8443 | 3.076 | 8.23 | 124.0827 | 1.8281 | 319.1589 | 319.1589
2001-08-21 | 14:40 | 20 | 0 | 886 | 0 | 0 | 170709.3112 | 20 | 274.9513 | 19.9998 | 18.3025 | 3.076 | 8.23 | 20 | 21.0931 | 20 | 20 | 28.8411 | 3.076 | 3.076 | 3.076 | 3.076 | 3.076 | 0 | 0 | 0 | 0 | 0 | 20.7723 | 20.7664 | 3.076 | 8.23 | 113.1717 | 1.7414 | 284.5155 | 284.5155
2001-08-21 | 14:50 | 20 | 0 | 881 | 0 | 0 | 149853.9723 | 20 | 241.0997 | 19.9998 | 18.3025 | 3.076 | 8.23 | 20 | 21.2866 | 20 | 20 | 27.4248 | 3.076 | 3.076 | 3.076 | 3.076 | 3.076 | 0 | 0 | 0 | 0 | 0 | 20.6985 | 20.6932 | 3.076 | 8.23 | 101.9902 | 1.6467 | 249.7566 | 249.7566
2001-08-21 | 15:00 | 20 | 0 | 876 | 0 | 0 | 129118.8571 | 20 | 207.4653 | 19.9998 | 18.3025 | 3.076 | 8.23 | 20 | 21.4373 | 20 | 20 | 26.0591 | 3.076 | 3.076 | 3.076 | 3.076 | 3.076 | 0 | 0 | 0 | 0 | 0 | 20.6234 | 20.6187 | 3.076 | 8.23 | 90.5972 | 1.5428 | 215.1981 | 215.1981
2001-08-21 | 15:10 | 20 | 0 | 871 | 0 | 0 | 108759.822 | 20 | 174.4802 | 19.9998 | 18.3025 | 3.076 | 8.23 | 20 | 21.5361 | 20 | 20 | 24.7688 | 3.076 | 3.076 | 3.076 | 3.076 | 3.076 | 0 | 0 | 0 | 0 | 0 | 20.5466 | 20.5424 | 3.076 | 8.23 | 79.0618 | 1.4283 | 181.2664 | 181.2664
2001-08-21 | 15:20 | 20 | 0 | 866 | 0 | 0 | 89059.9295 | 20 | 142.612 | 19.9997 | 18.3025 | 3.076 | 8.23 | 20 | 21.5767 | 20 | 20 | 23.577 | 3.076 | 3.076 | 3.076 | 3.076 | 3.076 | 0 | 0 | 0 | 0 | 0 | 20.4684 | 20.4648 | 3.076 | 8.23 | 67.4617 | 1.3012 | 148.4332 | 148.4332
2001-08-21 | 15:30 | 20 | 0 | 861 | 0 | 0 | 70333.5379 | 20 | 112.3769 | 19.9997 | 18.3025 | 3.076 | 8.23 | 20 | 21.5551 | 20 | 20 | 22.5063 | 3.076 | 3.076 | 3.076 | 3.076 | 3.076 | 0 | 0 | 0 | 0 | 0 | 20.3893 | 20.3864 | 3.076 | 8.23 | 55.8942 | 1.1596 | 117.2226 | 117.2226
2001-08-21 | 15:40 | 20 | 0 | 851 | 0 | 0 | 52630.9927 | 20 | 83.8304 | 19.9997 | 18.3025 | 3.076 | 8.23 | 20 | 21.4622 | 20 | 20 | 21.5692 | 3.076 | 3.076 | 3.076 | 3.076 | 3.076 | 0 | 0 | 0 | 0 | 0 | 20.309 | 20.3066 | 3.076 | 8.23 | 44.2171 | 1.001 | 87.7183 | 87.7183
2001-08-21 | 15:50 | 20 | 0 | 841 | 0 | 0 | 36758.4047 | 20 | 58.3479 | 19.9997 | 18.3025 | 3.076 | 8.23 | 20 | 21.2723 | 20 | 20 | 20.8382 | 3.076 | 3.076 | 3.076 | 3.076 | 3.076 | 0 | 0 | 0 | 0 | 0 | 20.2307 | 20.229 | 3.076 | 8.23 | 32.9755 | 0.82297 | 61.264 | 61.264
2001-08-21 | 16:00 | 20 | 0 | 831 | 0 | 0 | 23116.8988 | 20 | 36.4885 | 19.9997 | 18.3025 | 3.076 | 8.23 | 20 | 20.9608 | 20 | 20 | 20.3613 | 3.076 | 3.076 | 3.076 | 3.076 | 3.076 | 0 | 0 | 0 | 0 | 0 | 20.157 | 20.1558 | 3.076 | 8.23 | 22.3763 | 0.62318 | 38.5282 | 38.5282
2001-08-21 | 16:10 | 20 | 0 | 821 | 0 | 0 | 12110.2547 | 20 | 18.8107 | 19.9997 | 18.3025 | 3.076 | 8.23 | 20 | 20.5886 | 20 | 20 | 20.0962 | 3.076 | 3.076 | 3.076 | 3.076 | 3.076 | 0 | 0 | 0 | 0 | 0 | 20.1 | 20.0992 | 3.076 | 8.23 | 12.7161 | 0.40119 | 20.1838 | 20.1838
2001-08-21 | 16:20 | 20 | 0 | 811 | 0 | 0 | 3909.73 | 20 | 5.8537 | 19.9997 | 18.3025 | 3.076 | 8.23 | 20 | 20.2132 | 20 | 20 | 20.0022 | 3.076 | 3.076 | 3.076 | 3.076 | 3.076 | 0 | 0 | 0 | 0 | 0 | 20.0454 | 20.045 | 3.076 | 8.23 | 4.4511 | 0.16216 | 6.5162 | 6.5162
2001-08-21 | 16:30 | 20 | 0 | 801 | 0 | 0 | 128.9225 | 20 | 0 | 19.9997 | 18.3025 | 3.076 | 8.23 | 20 | 20.0028 | 20 | 20 | 20 | 3.076 | 3.076 | 3.076 | 3.076 | 3.076 | 0 | 0 | 0 | 0 | 0 | 20.0113 | 20.0112 | 3.076 | 8.23 | 0 | 0 | 0.21487 | 0.21487
2001-08-21 | 16:40 | 20 | 0 | 780.6667 | 0 | 0 | 68.8256 | 20 | 0 | 19.9997 | 18.3025 | 3.076 | 8.23 | 20 | 20.0018 | 20 | 20 | 20 | 3.076 | 3.076 | 3.076 | 3.076 | 3.076 | 0 | 0 | 0 | 0 | 0 | 20.0057 | 20.0056 | 3.076 | 8.23 | 0 | 0 | 0.11471 | 0.11471
2001-08-21 | 16:50 | 20 | 0 | 760.3333 | 0 | 0 | 36.6079 | 20 | 0 | 19.9997 | 18.3025 | 3.076 | 8.23 | 20 | 20.0011 | 20 | 20 | 20 | 3.076 | 3.076 | 3.076 | 3.076 | 3.076 | 0 | 0 | 0 | 0 | 0 | 20.0028 | 20.0028 | 3.076 | 8.23 | 0 | 0 | 0.061013 | 0.061013
2001-08-21 | 17:00 | 20 | 0 | 740 | 0 | 0 | 19.156 | 20 | 0 | 19.9997 | 18.3025 | 3.076 | 8.23 | 20 | 20.0007 | 20 | 20 | 20 | 3.076 | 3.076 | 3.076 | 3.076 | 3.076 | 0 | 0 | 0 | 0 | 0 | 20.0014 | 20.0014 | 3.076 | 8.23 | 0 | 0 | 0.031927 | 0.031927
2001-08-21 | 17:10 | 20 | 0 | 719.6667 | 0 | 0 | 9.5985 | 20 | 0 | 19.9997 | 18.3025 | 3.076 | 8.23 | 20 | 20.0004 | 20 | 20 | 20 | 3.076 | 3.076 | 3.076 | 3.076 | 3.076 | 0 | 0 | 0 | 0 | 0 | 20.0007 | 20.0007 | 3.076 | 8.23 | 0 | 0 | 0.015998 | 0.015998
2001-08-21 | 17:20 | 20 | 0 | 699.3333 | 0 | 0 | 4.3049 | 20 | 0 | 19.9997 | 18.3025 | 3.076 | 8.23 | 20 | 20.0003 | 20 | 20 | 20 | 3.076 | 3.076 | 3.076 | 3.076 | 3.076 | 0 | 0 | 0 | 0 | 0 | 20.0003 | 20.0003 | 3.076 | 8.23 | 0 | 0 | 0.0071749 | 0.0071749
2001-08-21 | 17:30 | 20 | 0 | 679 | 0 | 0 | 1.3394 | 20 | 0 | 19.9997 | 18.3025 | 3.076 | 8.23 | 20 | 20.0002 | 20 | 20 | 20 | 3.076 | 3.076 | 3.076 | 3.076 | 3.076 | 0 | 0 | 0 | 0 | 0 | 20.0002 | 20.0002 | 3.076 | 8.23 | 0 | 0 | 0.0022324 | 0.0022324
2001-08-21 | 17:40 | 20 | 0 | 626.5 | 0 | 0.34065 | 0 | 20 | 0 | 19.9997 | 18.3025 | 3.076 | 8.23 | 20 | 20.0001 | 20 | 20 | 20 | 3.076 | 3.076 | 3.076 | 3.076 | 3.076 | 0 | 0 | 0 | 0 | 0 | 20.0001 | 20.0001 | 3.076 | 8.23 | 0 | 0 | 0 | 0
2001-08-21 | 17:50 | 20 | 0 | 574 | 0 | 1.3029 | 0 | 20 | 0 | 19.9997 | 18.3025 | 3.076 | 8.23 | 20 | 20.0001 | 20 | 20 | 20 | 3.076 | 3.076 | 3.076 | 3.076 | 3.076 | 0 | 0 | 0 | 0 | 0 | 20 | 20 | 3.076 | 8.23 | 0 | 0 | 0 | 0
2001-08-21 | 18:00 | 20 | 0 | 521.5 | 0 | 1.8596 | 0 | 20 | 0 | 19.9997 | 18.3025 | 3.076 | 8.23 | 20 | 20 | 20 | 20 | 20 | 3.076 | 3.076 | 3.076 | 3.076 | 3.076 | 0 | 0 | 0 | 0 | 0 | 20 | 20 | 3.076 | 8.23 | 0 | 0 | 0 | 0
2001-08-21 | 18:10 | 20 | 0 | 469 | 0 | 2.1848 | 0 | 20 | 0 | 19.9997 | 18.3025 | 3.076 | 8.23 | 20 | 20 | 20 | 20 | 20 | 3.076 | 3.076 | 3.076 | 3.076 | 3.076 | 0 | 0 | 0 | 0 | 0 | 20 | 20 | 3.076 | 8.23 | 0 | 0 | 0 | 0
2001-08-21 | 18:20 | 20 | 0 | 416.5 | 0 | 2.3764 | 0 | 20 | 0 | 19.9997 | 18.3025 | 3.076 | 8.23 | 20 | 20 | 20 | 20 | 20 | 3.076 | 3.076 | 3.076 | 3.076 | 3.076 | 0 | 0 | 0 | 0 | 0 | 20 | 20 | 3.076 | 8.23 | 0 | 0 | 0 | 0
2001-08-21 | 18:30 | 20 | 0 | 364 | 0 | 2.4902 | 0 | 20 | 0 | 19.9997 | 18.3025 | 3.076 | 8.23 | 20 | 20 | 20 | 20 | 20 | 3.076 | 3.076 | 3.076 | 3.076 | 3.076 | 0 | 0 | 0 | 0 | 0 | 20 | 20 | 3.076 | 8.23 | 0 | 0 | 0 | 0
2001-08-21 | 18:40 | 20 | 0 | 304.1667 | 0 | 2.5582 | 0 | 20 | 0 | 19.9997 | 18.3025 | 3.076 | 8.23 | 20 | 20 | 20 | 20 | 20 | 3.076 | 3.076 | 3.076 | 3.076 | 3.076 | 0 | 0 | 0 | 0 | 0 | 20 | 20 | 3.076 | 8.23 | 0 | 0 | 0 | 0
2001-08-21 | 18:50 | 20 | 0 | 244.3333 | 0 | 2.599 | 0 | 20 | 0 | 19.9997 | 18.3025 | 3.076 | 8.23 | 20 | 20 | 20 | 20 | 20 | 3.076 | 3.076 | 3.076 | 3.076 | 3.076 | 0 | 0 | 0 | 0 | 0 | 20 | 20 | 3.076 | 8.23 | 0 | 0 | 0 | 0
2001-08-21 | 19:00 | 20 | 0 | 184.5 | 0 | 2.6237 | 0 | 20 | 0 | 19.9997 | 18.3025 | 3.076 | 8.23 | 20 | 20 | 20 | 20 | 20 | 3.076 | 3.076 | 3.076 | 3.076 | 3.076 | 0 | 0 | 0 | 0 | 0 | 20 | 20 | 3.076 | 8.23 | 0 | 0 | 0 | 0
2001-08-21 | 19:10 | 20 | 0 | 124.6667 | 0 | 2.6387 | 0 | 20 | 0 | 19.9997 | 18.3025 | 3.076 | 8.23 | 20 | 20 | 20 | 20 | 20 | 3.076 | 3.076 | 3.076 | 3.076 | 3.076 | 0 | 0 | 0 | 0 | 0 | 20 | 20 | 3.076 | 8.23 | 0 | 0 | 0 | 0
2001-08-21 | 19:20 | 20 | 0 | 0 | 0 | 2.6478 | 0 | 20 | 0 | 19.9997 | 18.3025 | 3.076 | 8.23 | 20 | 20 | 20 | 20 | 20 | 3.076 | 3.076 | 3.076 | 3.076 | 3.076 | 0 | 0 | 0 | 0 | 0 | 20 | 20 | 3.076 | 8.23 | 0 | 0 | 0 | 0
2001-08-21 | 19:30 | 20 | 0 | 0 | 0 | 2.6534 | 0 | 20 | 0 | 19.9997 | 18.3025 | 3.076 | 8.23 | 20 | 20 | 20 | 20 | 20 | 3.076 | 3.076 | 3.076 | 3.076 | 3.076 | 0 | 0 | 0 | 0 | 0 | 20 | 20 | 3.076 | 8.23 | 0 | 0 | 0 | 0
2001-08-21 | 19:40 | 20 | 0 | 0 | 0 | 2.6568 | 0 | 20 | 0 | 19.9997 | 18.3025 | 3.076 | 8.23 | 20 | 20 | 20 | 20 | 20 | 3.076 | 3.076 | 3.076 | 3.076 | 3.076 | 0 | 0 | 0 | 0 | 0 | 20 | 20 | 3.076 | 8.23 | 0 | 0 | 0 | 0
2001-08-21 | 19:50 | 20 | 0 | 0 | 0 | 2.6589 | 0 | 20 | 0 | 19.9997 | 18.3025 | 3.076 | 8.23 | 20 | 20 | 20 | 20 | 20 | 3.076 | 3.076 | 3.076 | 3.076 | 3.076 | 0 | 0 | 0 | 0 | 0 | 20 | 20 | 3.076 | 8.23 | 0 | 0 | 0 | 0
2001-08-21 | 20:00 | 20 | 0 | 0 | 0 | 2.6602 | 0 | 20 | 0 | 19.9997 | 18.3025 | 3.076 | 8.23 | 20 | 20 | 20 | 20 | 20 | 3.076 | 3.076 | 3.076 | 3.076 | 3.076 | 0 | 0 | 0 | 0 | 0 | 20 | 20 | 3.076 | 8.23 | 0 | 0 | 0 | 0
2001-08-21 | 20:10 | 20 | 0 | 0 | 0 | 2.661 | 0 | 20 | 0 | 19.9997 | 18.3025 | 3.076 | 8.23 | 20 | 20 | 20 | 20 | 20 | 3.076 | 3.076 | 3.076 | 3.076 | 3.076 | 0 | 0 | 0 | 0 | 0 | 20 | 20 | 3.076 | 8.23 | 0 | 0 | 0 | 0
2001-08-21 | 20:20 | 20 | 0 | 0 | 0 | 2.6615 | 0 | 20 | 0 | 19.9997 | 18.3025 | 3.076 | 8.23 | 20 | 20 | 20 | 20 | 20 | 3.076 | 3.076 | 3.076 | 3.076 | 3.076 | 0 | 0 | 0 | 0 | 0 | 20 | 20 | 3.076 | 8.23 | 0 | 0 | 0 | 0
2001-08-21 | 20:30 | 20 | 0 | 0 | 0 | 2.6618 | 0 | 20 | 0 | 19.9997 | 18.3025 | 3.076 | 8.23 | 20 | 20 | 20 | 20 | 20 | 3.076 | 3.076 | 3.076 | 3.076 | 3.076 | 0 | 0 | 0 | 0 | 0 | 20 | 20 | 3.076 | 8.23 | 0 | 0 | 0 | 0
2001-08-21 | 20:40 | 20 | 0 | 0 | 0 | 2.662 | 0 | 20 | 0 | 19.9997 | 18.3025 | 3.076 | 8.23 | 20 | 20 | 20 | 20 | 20 | 3.076 | 3.076 | 3.076 | 3.076 | 3.076 | 0 | 0 | 0 | 0 | 0 | 20 | 20 | 3.076 | 8.23 | 0 | 0 | 0 | 0
2001-08-21 | 20:50 | 20 | 0 | 0 | 0 | 2.6621 | 0 | 20 | 0 | 19.9997 | 18.3025 | 3.076 | 8.23 | 20 | 20 | 20 | 20 | 20 | 3.076 | 3.076 | 3.076 | 3.076 | 3.076 | 0 | 0 | 0 | 0 | 0 | 20 | 20 | 3.076 | 8.23 | 0 | 0 | 0 | 0
2001-08-21 | 21:00 | 20 | 0 | 0 | 0 | 2.6622 | 0 | 20 | 0 | 19.9997 | 18.3025 | 3.076 | 8.23 | 20 | 20 | 20 | 20 | 20 | 3.076 | 3.076 | 3.076 | 3.076 | 3.076 | 0 | 0 | 0 | 0 | 0 | 20 | 20 | 3.076 | 8.23 | 0 | 0 | 0 | 0
2001-08-21 | 21:10 | 20 | 0 | 0 | 0 | 2.6622 | 0 | 20 | 0 | 19.9997 | 18.3025 | 3.076 | 8.23 | 20 | 20 | 20 | 20 | 20 | 3.076 | 3.076 | 3.076 | 3.076 | 3.076 | 0 | 0 | 0 | 0 | 0 | 20 | 20 | 3.076 | 8.23 | 0 | 0 | 0 | 0
2001-08-21 | 21:20 | 20 | 0 | 0 | 0 | 2.6622 | 0 | 20 | 0 | 19.9997 | 18.3025 | 3.076 | 8.23 | 20 | 20 | 20 | 20 | 20 | 3.076 | 3.076 | 3.076 | 3.076 | 3.076 | 0 | 0 | 0 | 0 | 0 | 20 | 20 | 3.076 | 8.23 | 0 | 0 | 0 | 0
2001-08-21 | 21:30 | 20 | 0 | 0 | 0 | 2.6623 | 0 | 20 | 0 | 19.9997 | 18.3025 | 3.076 | 8.23 | 20 | 20 | 20 | 20 | 20 | 3.076 | 3.076 | 3.076 | 3.076 | 3.076 | 0 | 0 | 0 | 0 | 0 | 20 | 20 | 3.076 | 8.23 | 0 | 0 | 0 | 0
2001-08-21 | 21:40 | 20 | 0 | 0 | 0 | 2.6623 | 0 | 20 | 0 | 19.9997 | 18.3025 | 3.076 | 8.23 | 20 | 20 | 20 | 20 | 20 | 3.076 | 3.076 | 3.076 | 3.076 | 3.076 | 0 | 0 | 0 | 0 | 0 | 20 | 20 | 3.076 | 8.23 | 0 | 0 | 0 | 0
2001-08-21 | 21:50 | 20 | 0 | 0 | 0 | 2.6623 | 0 | 20 | 0 | 19.9997 | 18.3025 | 3.076 | 8.23 | 20 | 20 | 20 | 20 | 20 | 3.076 | 3.076 | 3.076 | 3.076 | 3.076 | 0 | 0 | 0 | 0 | 0 | 20 | 20 | 3.076 | 8.23 | 0 | 0 | 0 | 0
2001-08-21 | 22:00 | 20 | 0 | 0 | 0 | 2.6623 | 0 | 20 | 0 | 19.9997 | 18.3025 | 3.076 | 8.23 | 20 | 20 | 20 | 20 | 20 | 3.076 | 3.076 | 3.076 | 3.076 | 3.076 | 0 | 0 | 0 | 0 | 0 | 20 | 20 | 3.076 | 8.23 | 0 | 0 | 0 | 0
2001-08-21 | 22:10 | 20 | 0 | 0 | 0 | 2.6623 | 0 | 20 | 0 | 19.9997 | 18.3025 | 3.076 | 8.23 | 20 | 20 | 20 | 20 | 20 | 3.076 | 3.076 | 3.076 | 3.076 | 3.076 | 0 | 0 | 0 | 0 | 0 | 20 | 20 | 3.076 | 8.23 | 0 | 0 | 0 | 0
2001-08-21 | 22:20 | 20 | 0 | 0 | 0 | 2.6623 | 0 | 20 | 0 | 19.9997 | 18.3025 | 3.076 | 8.23 | 20 | 20 | 20 | 20 | 20 | 3.076 | 3.076 | 3.076 | 3.076 | 3.076 | 0 | 0 | 0 | 0 | 0 | 20 | 20 | 3.076 | 8.23 | 0 | 0 | 0 | 0
2001-08-21 | 22:30 | 20 | 0 | 0 | 0 | 2.6623 | 0 | 20 | 0 | 19.9997 | 18.3025 | 3.076 | 8.23 | 20 | 20 | 20 | 20 | 20 | 3.076 | 3.076 | 3.076 | 3.076 | 3.076 | 0 | 0 | 0 | 0 | 0 | 20 | 20 | 3.076 | 8.23 | 0 | 0 | 0 | 0
2001-08-21 | 22:40 | 20 | 0 | 0 | 0 | 2.6623 | 0 | 20 | 0 | 19.9997 | 18.3025 | 3.076 | 8.23 | 20 | 20 | 20 | 20 | 20 | 3.076 | 3.076 | 3.076 | 3.076 | 3.076 | 0 | 0 | 0 | 0 | 0 | 20 | 20 | 3.076 | 8.23 | 0 | 0 | 0 | 0
2001-08-21 | 22:50 | 20 | 0 | 0 | 0 | 2.6623 | 0 | 20 | 0 | 19.9997 | 18.3025 | 3.076 | 8.23 | 20 | 20 | 20 | 20 | 20 | 3.076 | 3.076 | 3.076 | 3.076 | 3.076 | 0 | 0 | 0 | 0 | 0 | 20 | 20 | 3.076 | 8.23 | 0 | 0 | 0 | 0
2001-08-21 | 23:00 | 20 | 0 | 0 | 0 | 2.6623 | 0 | 20 | 0 | 19.9997 | 18.3025 | 3.076 | 8.23 | 20 | 20 | 20 | 20 | 20 | 3.076 | 3.076 | 3.076 | 3.076 | 3.076 | 0 | 0 | 0 | 0 | 0 | 20 | 20 | 3.076 | 8.23 | 0 | 0 | 0 | 0
2001-08-21 | 23:10 | 20 | 0 | 0 | 0 | 2.6623 | 0 | 20 | 0 | 19.9997 | 18.3025 | 3.076 | 8.23 | 20 | 20 | 20 | 20 | 20 | 3.076 | 3.076 | 3.076 | 3.076 | 3.076 | 0 | 0 | 0 | 0 | 0 | 20 | 20 | 3.076 | 8.23 | 0 | 0 | 0 | 0
2001-08-21 | 23:20 | 20 | 0 | 0 | 0 | 2.6623 | 0 | 20 | 0 | 19.9997 | 18.3025 | 3.076 | 8.23 | 20 | 20 | 20 | 20 | 20 | 3.076 | 3.076 | 3.076 | 3.076 | 3.076 | 0 | 0 | 0 | 0 | 0 | 20 | 20 | 3.076 | 8.23 | 0 | 0 | 0 | 0
2001-08-21 | 23:30 | 20 | 0 | 0 | 0 | 2.6623 | 0 | 20 | 0 | 19.9997 | 18.3025 | 3.076 | 8.23 | 20 | 20 | 20 | 20 | 20 | 3.076 | 3.076 | 3.076 | 3.076 | 3.076 | 0 | 0 | 0 | 0 | 0 | 20 | 20 | 3.076 | 8.23 | 0 | 0 | 0 | 0
2001-08-21 | 23:40 | 20 | 0 | 0 | 0 | 2.6623 | 0 | 20 | 0 | 19.9997 | 18.3025 | 3.076 | 8.23 | 20 | 20 | 20 | 20 | 20 | 3.076 | 3.076 | 3.076 | 3.076 | 3.076 | 0 | 0 | 0 | 0 | 0 | 20 | 20 | 3.076 | 8.23 | 0 | 0 | 0 | 0
2001-08-21 | 23:50 | 20 | 0 | 0 | 0 | 2.6623 | 0 | 20 | 0 | 19.9997 | 18.3025 | 3.076 | 8.23 | 20 | 20 | 20 | 20 | 20 | 3.076 | 3.076 | 3.076 | 3.076 | 3.076 | 0 | 0 | 0 | 0 | 0 | 20 | 20 | 3.076 | 8.23 | 0 | 0 | 0 | 0
2001-08-21 | 24:00 | 20 | 0 | 0 | 0 | 2.6623 | 0 | 20 | 0 | 19.9997 | 18.3025 | 3.076 | 8.23 | 20 | 20 | 20 | 20 | 20 | 3.076 | 3.076 | 3.076 | 3.076 | 3.076 | 0 | 0 | 0 | 0 | 0 | 20 | 20 | 3.076 | 8.23 | 0 | 0 | 0 | 0
[28 empty] | Average when Sun shinning |  |  | 3.076 |  |  |  |  | 13376.384
577.7522

## ASHRAE Data-Setback
ASHRAE Analytical Test WinReveal
4 m2 South Facing Window
Window setback 0.3 m from wall
Data taken from D:\ASHRAE 1052RP OUTPUTS
Date | Time | ASHRAE 1052RP - With Reveal | ASHRAE 1052RP - No Reveal | ASHRAE 1052RP - With Reveal
2001-08-21 | 0:10
2001-08-21 | 0:20
2001-08-21 | 0:30
2001-08-21 | 0:40
2001-08-21 | 0:50
2001-08-21 | 1:00
2001-08-21 | 1:10
2001-08-21 | 1:20
2001-08-21 | 1:30
2001-08-21 | 1:40
2001-08-21 | 1:50
2001-08-21 | 2:00
2001-08-21 | 2:10
2001-08-21 | 2:20
2001-08-21 | 2:30
2001-08-21 | 2:40
2001-08-21 | 2:50
2001-08-21 | 3:00
2001-08-21 | 3:10
2001-08-21 | 3:20
2001-08-21 | 3:30
2001-08-21 | 3:40
2001-08-21 | 3:50
2001-08-21 | 4:00
2001-08-21 | 4:10
2001-08-21 | 4:20
2001-08-21 | 4:30
2001-08-21 | 4:40
2001-08-21 | 4:50
2001-08-21 | 5:00
2001-08-21 | 5:10
2001-08-21 | 5:20
2001-08-21 | 5:30
2001-08-21 | 5:40
2001-08-21 | 5:50
2001-08-21 | 6:00
2001-08-21 | 6:10 | 0 | 0 | 0
2001-08-21 | 6:20 | 0 | 0 | 0
2001-08-21 | 6:30 | 0 | 0 | 0
2001-08-21 | 6:40 | 0 | 0 | 0
2001-08-21 | 6:50 | 0 | 0 | 0
2001-08-21 | 7:00 | 0 | 0 | 0
2001-08-21 | 7:10 | 0 | 0 | 0
2001-08-21 | 7:20 | 0 | 0 | 0
2001-08-21 | 7:30 | 0 | 0 | 0
2001-08-21 | 7:40 | 0 | 0 | 0
2001-08-21 | 7:50 | 0 | 0 | 0
2001-08-21 | 8:00 | 0 | 0.3339 | 0
2001-08-21 | 8:10 | 0 | 5.9473 | 0
2001-08-21 | 8:20 | 0 | 19.0861 | 0
2001-08-21 | 8:30 | 0 | 40.94 | 0
2001-08-21 | 8:40 | 0 | 69.5577 | 0
2001-08-21 | 8:50 | 0 | 103.407 | 0
2001-08-21 | 9:00 | 0.1622 | 146.9614 | 5.96
2001-08-21 | 9:10 | 0.393 | 190.1273 | 18.6814
2001-08-21 | 9:20 | 0.6282 | 241.2179 | 37.884
2001-08-21 | 9:30 | 0.8276 | 292.1349 | 60.4451
2001-08-21 | 9:40 | 1.0059 | 344.7624 | 86.697
2001-08-21 | 9:50 | 1.1632 | 397.6652 | 115.6443
2001-08-21 | 10:00 | 1.3047 | 450.6726 | 146.998
2001-08-21 | 10:10 | 1.4324 | 503.4447 | 180.288
2001-08-21 | 10:20 | 1.5495 | 555.5634 | 215.2166
2001-08-21 | 10:30 | 1.6519 | 604.1574 | 249.4963
2001-08-21 | 10:40 | 1.753 | 654.4738 | 286.8285
2001-08-21 | 10:50 | 1.8354 | 696.5111 | 319.5983
2001-08-21 | 11:00 | 1.9199 | 740.66 | 355.4932
2001-08-21 | 11:10 | 1.9896 | 776.1556 | 386.0695
2001-08-21 | 11:20 | 2.0588 | 811.1636 | 417.5158
2001-08-21 | 11:30 | 2.1248 | 843.3424 | 447.9756
2001-08-21 | 11:40 | 2.1855 | 870.8871 | 475.838
2001-08-21 | 11:50 | 2.246 | 897.0771 | 503.7197
2001-08-21 | 12:00 | 2.2971 | 914.7931 | 525.3542
2001-08-21 | 12:10 | 2.3489 | 930.5692 | 546.4494
2001-08-21 | 12:20 | 2.3971 | 941.4293 | 564.1677
2001-08-21 | 12:30 | 2.4418 | 946.8099 | 577.9828
2001-08-21 | 12:40 | 2.4889 | 951.5669 | 592.0999
2001-08-21 | 12:50 | 2.4514 | 949.6527 | 581.9979
2001-08-21 | 13:00 | 2.4026 | 941.2444 | 565.35
2001-08-21 | 13:10 | 2.3579 | 933.4138 | 550.2317
2001-08-21 | 13:20 | 2.3032 | 915.3226 | 527.037
2001-08-21 | 13:30 | 2.2517 | 898.2153 | 505.6287
2001-08-21 | 13:40 | 2.1949 | 874.8663 | 480.0574
2001-08-21 | 13:50 | 2.1381 | 850.1715 | 454.429
2001-08-21 | 14:00 | 2.0728 | 818.6012 | 424.1936
2001-08-21 | 14:10 | 2.0075 | 786.0083 | 394.4784
2001-08-21 | 14:20 | 1.9323 | 747.0634 | 360.8955
2001-08-21 | 14:30 | 1.857 | 708.0434 | 328.7038
2001-08-21 | 14:40 | 1.7684 | 662.3012 | 292.8085
2001-08-21 | 14:50 | 1.6782 | 617.039 | 258.8787
2001-08-21 | 15:00 | 1.574 | 566.8781 | 223.0717
2001-08-21 | 15:10 | 1.4662 | 517.7419 | 189.7783
2001-08-21 | 15:20 | 1.3403 | 464.5726 | 155.6653
2001-08-21 | 15:30 | 1.1985 | 409.9494 | 122.8323
2001-08-21 | 15:40 | 1.0435 | 356.5595 | 93.0139
2001-08-21 | 15:50 | 0.8719 | 304.2739 | 66.3279
2001-08-21 | 16:00 | 0.6797 | 253.3928 | 43.0585
2001-08-21 | 16:10 | 0.4538 | 202.3486 | 22.9572
2001-08-21 | 16:20 | 0.2084 | 155.1761 | 8.0858
2001-08-21 | 16:30 | 0 | 113.7132 | 0
2001-08-21 | 16:40 | 0 | 76.073 | 0
2001-08-21 | 16:50 | 0 | 46.2208 | 0
2001-08-21 | 17:00 | 0 | 24.222 | 0
2001-08-21 | 17:10 | 0 | 8.1408 | 0
2001-08-21 | 17:20 | 0 | 0.9129 | 0
2001-08-21 | 17:30 | 0 | 0 | 0
2001-08-21 | 17:40 | 0 | 0 | 0
2001-08-21 | 17:50 | 0 | 0 | 0
2001-08-21 | 18:00 | 0 | 0 | 0
2001-08-21 | 18:10 | 0 | 0 | 0
2001-08-21 | 18:20 | 0 | 0 | 0
2001-08-21 | 18:30 | 0 | 0 | 0
2001-08-21 | 18:40 | 0 | 0 | 0
2001-08-21 | 18:50 | 0 | 0 | 0
2001-08-21 | 19:00 | 0 | 0 | 0
2001-08-21 | 19:10 | 0 | 0 | 0
13765.8844
592.0999

## EPlus Data-NoSetback-East
EnergyPlus Analytical Test WinReveal-NoShade
4 m2 East Facing Window
No shading
Date | Time | Environment:Outdoor Dry Bulb [C](TimeStep) | Environment:Diffuse Solar [W/m2](TimeStep) | Environment:Direct Solar [W/m2](TimeStep) | Environment:Ground Reflected Solar [W/m2](TimeStep) | ZONE ONE:Zone/Sys Sensible Heating Energy[J](TimeStep) | ZONE ONE:Zone/Sys Sensible Cooling Energy[J](TimeStep) | ZONE ONE:Mean Air Temperature[C](TimeStep) | EnergyPlus-No Reveal-ZONE ONE:Zone Transmitted Solar[W](TimeStep) | ZONE SURFACE SOUTH:Surface Inside Temperature[C](TimeStep) | ZONE SURFACE SOUTH:Surface Outside Temperature[C](TimeStep) | ZONE SURFACE SOUTH:Surface Int Convection Coeff[W/m2-K](TimeStep) | ZONE SURFACE SOUTH:Surface Ext Convection Coeff[W/m2-K](TimeStep) | ZONE SURFACE NORTH:Surface Inside Temperature[C](TimeStep) | ZONE SURFACE EAST:Surface Inside Temperature[C](TimeStep) | ZONE SURFACE WEST:Surface Inside Temperature[C](TimeStep) | ZONE SURFACE CEILING:Surface Inside Temperature[C](TimeStep) | ZONE SURFACE FLOOR:Surface Inside Temperature[C](TimeStep) | ZONE SURFACE NORTH:Surface Int Convection Coeff[W/m2-K](TimeStep) | ZONE SURFACE EAST:Surface Int Convection Coeff[W/m2-K](TimeStep) | ZONE SURFACE WEST:Surface Int Convection Coeff[W/m2-K](TimeStep) | ZONE SURFACE CEILING:Surface Int Convection Coeff[W/m2-K](TimeStep) | ZONE SURFACE FLOOR:Surface Int Convection Coeff[W/m2-K](TimeStep) | ZONE SURFACE NORTH:Surface Ext Convection Coeff[W/m2-K](TimeStep) | ZONE SURFACE EAST:Surface Ext Convection Coeff[W/m2-K](TimeStep) | ZONE SURFACE WEST:Surface Ext Convection Coeff[W/m2-K](TimeStep) | ZONE SURFACE CEILING:Surface Ext Convection Coeff[W/m2-K](TimeStep) | ZONE SURFACE FLOOR:Surface Ext Convection Coeff[W/m2-K](TimeStep) | ZONE SUBSURFACE 1:Surface Inside Temperature[C](TimeStep) | ZONE SUBSURFACE 1:Surface Outside Temperature[C](TimeStep) | ZONE SUBSURFACE 1:Surface Int Convection Coeff[W/m2-K](TimeStep) | ZONE SUBSURFACE 1:Surface Ext Convection Coeff[W/m2-K](TimeStep) | ZONE SUBSURFACE 1:Surface Ext Solar Incident[W/m2](TimeStep) | ZONE SUBSURFACE 1:Surface Ext Sunlit Area [m2](TimeStep) | ZONE SUBSURFACE 1:Surface Ext Sunlit Area [m2](TimeStep) | EnergyPlus - No Reveal-ZONE ONE:Zone/Sys Sensible Cooling Energy[W](TimeStep)
2001-08-21 | 0:10 | 20 | 0 | 0 | 0 | 2.6989 | 0 | 20 | 0 | 20 | 20 | 3.076 | 0 | 20 | 19.9997 | 20 | 20 | 20 | 3.076 | 3.076 | 3.076 | 3.076 | 3.076 | 0 | 8.23 | 0 | 0 | 0 | 20 | 20 | 3.076 | 8.23 | 0 | 0 | 0 | 0
2001-08-21 | 0:20 | 20 | 0 | 0 | 0 | 2.6989 | 0 | 20 | 0 | 20 | 20 | 3.076 | 0 | 20 | 19.9997 | 20 | 20 | 20 | 3.076 | 3.076 | 3.076 | 3.076 | 3.076 | 0 | 8.23 | 0 | 0 | 0 | 20 | 20 | 3.076 | 8.23 | 0 | 0 | 0 | 0
2001-08-21 | 0:30 | 20 | 0 | 0 | 0 | 2.6989 | 0 | 20 | 0 | 20 | 20 | 3.076 | 0 | 20 | 19.9997 | 20 | 20 | 20 | 3.076 | 3.076 | 3.076 | 3.076 | 3.076 | 0 | 8.23 | 0 | 0 | 0 | 20 | 20 | 3.076 | 8.23 | 0 | 0 | 0 | 0
2001-08-21 | 0:40 | 20 | 0 | 0 | 0 | 2.6989 | 0 | 20 | 0 | 20 | 20 | 3.076 | 0 | 20 | 19.9997 | 20 | 20 | 20 | 3.076 | 3.076 | 3.076 | 3.076 | 3.076 | 0 | 8.23 | 0 | 0 | 0 | 20 | 20 | 3.076 | 8.23 | 0 | 0 | 0 | 0
2001-08-21 | 0:50 | 20 | 0 | 0 | 0 | 2.6989 | 0 | 20 | 0 | 20 | 20 | 3.076 | 0 | 20 | 19.9997 | 20 | 20 | 20 | 3.076 | 3.076 | 3.076 | 3.076 | 3.076 | 0 | 8.23 | 0 | 0 | 0 | 20 | 20 | 3.076 | 8.23 | 0 | 0 | 0 | 0
2001-08-21 | 1:00 | 20 | 0 | 0 | 0 | 2.6989 | 0 | 20 | 0 | 20 | 20 | 3.076 | 0 | 20 | 19.9997 | 20 | 20 | 20 | 3.076 | 3.076 | 3.076 | 3.076 | 3.076 | 0 | 8.23 | 0 | 0 | 0 | 20 | 20 | 3.076 | 8.23 | 0 | 0 | 0 | 0
2001-08-21 | 1:10 | 20 | 0 | 0 | 0 | 2.6989 | 0 | 20 | 0 | 20 | 20 | 3.076 | 0 | 20 | 19.9997 | 20 | 20 | 20 | 3.076 | 3.076 | 3.076 | 3.076 | 3.076 | 0 | 8.23 | 0 | 0 | 0 | 20 | 20 | 3.076 | 8.23 | 0 | 0 | 0 | 0
2001-08-21 | 1:20 | 20 | 0 | 0 | 0 | 2.6989 | 0 | 20 | 0 | 20 | 20 | 3.076 | 0 | 20 | 19.9997 | 20 | 20 | 20 | 3.076 | 3.076 | 3.076 | 3.076 | 3.076 | 0 | 8.23 | 0 | 0 | 0 | 20 | 20 | 3.076 | 8.23 | 0 | 0 | 0 | 0
2001-08-21 | 1:30 | 20 | 0 | 0 | 0 | 2.6989 | 0 | 20 | 0 | 20 | 20 | 3.076 | 0 | 20 | 19.9997 | 20 | 20 | 20 | 3.076 | 3.076 | 3.076 | 3.076 | 3.076 | 0 | 8.23 | 0 | 0 | 0 | 20 | 20 | 3.076 | 8.23 | 0 | 0 | 0 | 0
2001-08-21 | 1:40 | 20 | 0 | 0 | 0 | 2.6989 | 0 | 20 | 0 | 20 | 20 | 3.076 | 0 | 20 | 19.9997 | 20 | 20 | 20 | 3.076 | 3.076 | 3.076 | 3.076 | 3.076 | 0 | 8.23 | 0 | 0 | 0 | 20 | 20 | 3.076 | 8.23 | 0 | 0 | 0 | 0
2001-08-21 | 1:50 | 20 | 0 | 0 | 0 | 2.6989 | 0 | 20 | 0 | 20 | 20 | 3.076 | 0 | 20 | 19.9997 | 20 | 20 | 20 | 3.076 | 3.076 | 3.076 | 3.076 | 3.076 | 0 | 8.23 | 0 | 0 | 0 | 20 | 20 | 3.076 | 8.23 | 0 | 0 | 0 | 0
2001-08-21 | 2:00 | 20 | 0 | 0 | 0 | 2.6989 | 0 | 20 | 0 | 20 | 20 | 3.076 | 0 | 20 | 19.9997 | 20 | 20 | 20 | 3.076 | 3.076 | 3.076 | 3.076 | 3.076 | 0 | 8.23 | 0 | 0 | 0 | 20 | 20 | 3.076 | 8.23 | 0 | 0 | 0 | 0
2001-08-21 | 2:10 | 20 | 0 | 0 | 0 | 2.6989 | 0 | 20 | 0 | 20 | 20 | 3.076 | 0 | 20 | 19.9997 | 20 | 20 | 20 | 3.076 | 3.076 | 3.076 | 3.076 | 3.076 | 0 | 8.23 | 0 | 0 | 0 | 20 | 20 | 3.076 | 8.23 | 0 | 0 | 0 | 0
2001-08-21 | 2:20 | 20 | 0 | 0 | 0 | 2.6989 | 0 | 20 | 0 | 20 | 20 | 3.076 | 0 | 20 | 19.9997 | 20 | 20 | 20 | 3.076 | 3.076 | 3.076 | 3.076 | 3.076 | 0 | 8.23 | 0 | 0 | 0 | 20 | 20 | 3.076 | 8.23 | 0 | 0 | 0 | 0
2001-08-21 | 2:30 | 20 | 0 | 0 | 0 | 2.6989 | 0 | 20 | 0 | 20 | 20 | 3.076 | 0 | 20 | 19.9997 | 20 | 20 | 20 | 3.076 | 3.076 | 3.076 | 3.076 | 3.076 | 0 | 8.23 | 0 | 0 | 0 | 20 | 20 | 3.076 | 8.23 | 0 | 0 | 0 | 0
2001-08-21 | 2:40 | 20 | 0 | 0 | 0 | 2.6989 | 0 | 20 | 0 | 20 | 20 | 3.076 | 0 | 20 | 19.9997 | 20 | 20 | 20 | 3.076 | 3.076 | 3.076 | 3.076 | 3.076 | 0 | 8.23 | 0 | 0 | 0 | 20 | 20 | 3.076 | 8.23 | 0 | 0 | 0 | 0
2001-08-21 | 2:50 | 20 | 0 | 0 | 0 | 2.6989 | 0 | 20 | 0 | 20 | 20 | 3.076 | 0 | 20 | 19.9997 | 20 | 20 | 20 | 3.076 | 3.076 | 3.076 | 3.076 | 3.076 | 0 | 8.23 | 0 | 0 | 0 | 20 | 20 | 3.076 | 8.23 | 0 | 0 | 0 | 0
2001-08-21 | 3:00 | 20 | 0 | 0 | 0 | 2.6989 | 0 | 20 | 0 | 20 | 20 | 3.076 | 0 | 20 | 19.9997 | 20 | 20 | 20 | 3.076 | 3.076 | 3.076 | 3.076 | 3.076 | 0 | 8.23 | 0 | 0 | 0 | 20 | 20 | 3.076 | 8.23 | 0 | 0 | 0 | 0
2001-08-21 | 3:10 | 20 | 0 | 0 | 0 | 2.6989 | 0 | 20 | 0 | 20 | 20 | 3.076 | 0 | 20 | 19.9997 | 20 | 20 | 20 | 3.076 | 3.076 | 3.076 | 3.076 | 3.076 | 0 | 8.23 | 0 | 0 | 0 | 20 | 20 | 3.076 | 8.23 | 0 | 0 | 0 | 0
2001-08-21 | 3:20 | 20 | 0 | 0 | 0 | 2.6989 | 0 | 20 | 0 | 20 | 20 | 3.076 | 0 | 20 | 19.9997 | 20 | 20 | 20 | 3.076 | 3.076 | 3.076 | 3.076 | 3.076 | 0 | 8.23 | 0 | 0 | 0 | 20 | 20 | 3.076 | 8.23 | 0 | 0 | 0 | 0
2001-08-21 | 3:30 | 20 | 0 | 0 | 0 | 2.6989 | 0 | 20 | 0 | 20 | 20 | 3.076 | 0 | 20 | 19.9997 | 20 | 20 | 20 | 3.076 | 3.076 | 3.076 | 3.076 | 3.076 | 0 | 8.23 | 0 | 0 | 0 | 20 | 20 | 3.076 | 8.23 | 0 | 0 | 0 | 0
2001-08-21 | 3:40 | 20 | 0 | 0 | 0 | 2.6989 | 0 | 20 | 0 | 20 | 20 | 3.076 | 0 | 20 | 19.9997 | 20 | 20 | 20 | 3.076 | 3.076 | 3.076 | 3.076 | 3.076 | 0 | 8.23 | 0 | 0 | 0 | 20 | 20 | 3.076 | 8.23 | 0 | 0 | 0 | 0
2001-08-21 | 3:50 | 20 | 0 | 0 | 0 | 2.6989 | 0 | 20 | 0 | 20 | 20 | 3.076 | 0 | 20 | 19.9997 | 20 | 20 | 20 | 3.076 | 3.076 | 3.076 | 3.076 | 3.076 | 0 | 8.23 | 0 | 0 | 0 | 20 | 20 | 3.076 | 8.23 | 0 | 0 | 0 | 0
2001-08-21 | 4:00 | 20 | 0 | 0 | 0 | 2.6989 | 0 | 20 | 0 | 20 | 20 | 3.076 | 0 | 20 | 19.9997 | 20 | 20 | 20 | 3.076 | 3.076 | 3.076 | 3.076 | 3.076 | 0 | 8.23 | 0 | 0 | 0 | 20 | 20 | 3.076 | 8.23 | 0 | 0 | 0 | 0
2001-08-21 | 4:10 | 20 | 0 | 0 | 0 | 2.6989 | 0 | 20 | 0 | 20 | 20 | 3.076 | 0 | 20 | 19.9997 | 20 | 20 | 20 | 3.076 | 3.076 | 3.076 | 3.076 | 3.076 | 0 | 8.23 | 0 | 0 | 0 | 20 | 20 | 3.076 | 8.23 | 0 | 0 | 0 | 0
2001-08-21 | 4:20 | 20 | 0 | 0 | 0 | 2.6989 | 0 | 20 | 0 | 20 | 20 | 3.076 | 0 | 20 | 19.9997 | 20 | 20 | 20 | 3.076 | 3.076 | 3.076 | 3.076 | 3.076 | 0 | 8.23 | 0 | 0 | 0 | 20 | 20 | 3.076 | 8.23 | 0 | 0 | 0 | 0
2001-08-21 | 4:30 | 20 | 0 | 0 | 0 | 2.6989 | 0 | 20 | 0 | 20 | 20 | 3.076 | 0 | 20 | 19.9997 | 20 | 20 | 20 | 3.076 | 3.076 | 3.076 | 3.076 | 3.076 | 0 | 8.23 | 0 | 0 | 0 | 20 | 20 | 3.076 | 8.23 | 0 | 0 | 0 | 0
2001-08-21 | 4:40 | 20 | 0 | 0 | 0 | 2.6989 | 0 | 20 | 0 | 20 | 20 | 3.076 | 0 | 20 | 19.9997 | 20 | 20 | 20 | 3.076 | 3.076 | 3.076 | 3.076 | 3.076 | 0 | 8.23 | 0 | 0 | 0 | 20 | 20 | 3.076 | 8.23 | 0 | 0 | 0 | 0
2001-08-21 | 4:50 | 20 | 0 | 0 | 0 | 2.6989 | 0 | 20 | 0 | 20 | 20 | 3.076 | 0 | 20 | 19.9997 | 20 | 20 | 20 | 3.076 | 3.076 | 3.076 | 3.076 | 3.076 | 0 | 8.23 | 0 | 0 | 0 | 20 | 20 | 3.076 | 8.23 | 0 | 0 | 0 | 0
2001-08-21 | 5:00 | 20 | 0 | 0 | 0 | 2.6989 | 0 | 20 | 0 | 20 | 20 | 3.076 | 0 | 20 | 19.9997 | 20 | 20 | 20 | 3.076 | 3.076 | 3.076 | 3.076 | 3.076 | 0 | 8.23 | 0 | 0 | 0 | 20 | 20 | 3.076 | 8.23 | 0 | 0 | 0 | 0
2001-08-21 | 5:10 | 20 | 0 | 0 | 0 | 2.6989 | 0 | 20 | 0 | 20 | 20 | 3.076 | 0 | 20 | 19.9997 | 20 | 20 | 20 | 3.076 | 3.076 | 3.076 | 3.076 | 3.076 | 0 | 8.23 | 0 | 0 | 0 | 20 | 20 | 3.076 | 8.23 | 0 | 0 | 0 | 0
2001-08-21 | 5:20 | 20 | 0 | 0 | 0 | 2.6989 | 0 | 20 | 0 | 20 | 20 | 3.076 | 0 | 20 | 19.9997 | 20 | 20 | 20 | 3.076 | 3.076 | 3.076 | 3.076 | 3.076 | 0 | 8.23 | 0 | 0 | 0 | 20 | 20 | 3.076 | 8.23 | 0 | 0 | 0 | 0
2001-08-21 | 5:30 | 20 | 0 | 0 | 0 | 2.6989 | 0 | 20 | 0 | 20 | 20 | 3.076 | 0 | 20 | 19.9997 | 20 | 20 | 20 | 3.076 | 3.076 | 3.076 | 3.076 | 3.076 | 0 | 8.23 | 0 | 0 | 0 | 20 | 20 | 3.076 | 8.23 | 0 | 0 | 0 | 0
2001-08-21 | 5:40 | 20 | 0 | 0 | 0 | 2.6989 | 0 | 20 | 0 | 20 | 20 | 3.076 | 0 | 20 | 19.9997 | 20 | 20 | 20 | 3.076 | 3.076 | 3.076 | 3.076 | 3.076 | 0 | 8.23 | 0 | 0 | 0 | 20 | 20 | 3.076 | 8.23 | 0 | 0 | 0 | 0
2001-08-21 | 5:50 | 20 | 0 | 0 | 0 | 2.6989 | 0 | 20 | 0 | 20 | 20 | 3.076 | 0 | 20 | 19.9997 | 20 | 20 | 20 | 3.076 | 3.076 | 3.076 | 3.076 | 3.076 | 0 | 8.23 | 0 | 0 | 0 | 20 | 20 | 3.076 | 8.23 | 0 | 0 | 0 | 0
2001-08-21 | 6:00 | 20 | 0 | 0 | 0 | 2.6989 | 0 | 20 | 0 | 20 | 20 | 3.076 | 0 | 20 | 19.9997 | 20 | 20 | 20 | 3.076 | 3.076 | 3.076 | 3.076 | 3.076 | 0 | 8.23 | 0 | 0 | 0 | 20 | 20 | 3.076 | 8.23 | 0 | 0 | 0 | 0
2001-08-21 | 6:10 | 20 | 0 | 78.6667 | 0 | 0 | 160124.2372 | 20 | 262.0302 | 21.3188 | 20 | 3.076 | 0 | 20 | 19.9998 | 28.1435 | 20 | 20 | 3.076 | 3.076 | 3.076 | 3.076 | 3.076 | 0 | 8.23 | 0 | 0 | 0 | 20.4001 | 20.3971 | 3.076 | 8.23 | 76.1397 | 4 | 266.8737 | 266.8737
2001-08-21 | 6:20 | 20 | 0 | 98.3333 | 0 | 0 | 201204.7524 | 20 | 329.2385 | 21.203 | 21.3188 | 3.076 | 0 | 20 | 19.9998 | 30.6868 | 20 | 20 | 3.076 | 3.076 | 3.076 | 3.076 | 3.076 | 0 | 8.23 | 0 | 0 | 0 | 20.503 | 20.4991 | 3.076 | 8.23 | 95.6492 | 4 | 335.3413 | 335.3413
2001-08-21 | 6:30 | 20 | 0 | 118 | 0 | 0 | 242258.3619 | 20 | 396.3468 | 20.9128 | 21.203 | 3.076 | 0 | 20 | 19.9998 | 33.4022 | 20 | 20 | 3.076 | 3.076 | 3.076 | 3.076 | 3.076 | 0 | 8.23 | 0 | 0 | 0 | 20.6073 | 20.6026 | 3.076 | 8.23 | 115.13 | 4 | 403.7639 | 403.7639
2001-08-21 | 6:40 | 20 | 0 | 190.8333 | 0 | 0 | 392345.9792 | 20 | 641.7512 | 20.6263 | 20.9128 | 3.076 | 0 | 20 | 19.9998 | 42.5524 | 20 | 20 | 3.076 | 3.076 | 3.076 | 3.076 | 3.076 | 0 | 8.23 | 0 | 0 | 0 | 20.9943 | 20.9867 | 3.076 | 8.23 | 186.4051 | 4 | 653.91 | 653.91
2001-08-21 | 6:50 | 20 | 0 | 263.6667 | 0 | 0 | 541715.7767 | 20 | 885.9777 | 20.0002 | 20.6263 | 3.076 | 0 | 20 | 19.9999 | 52.0004 | 20 | 20 | 3.076 | 3.076 | 3.076 | 3.076 | 3.076 | 0 | 8.23 | 0 | 0 | 0 | 21.3781 | 21.3676 | 3.076 | 8.23 | 257.3527 | 4 | 902.8596 | 902.8596
2001-08-21 | 7:00 | 20 | 0 | 336.5 | 0 | 0 | 689490.379 | 20 | 1127.5701 | 20 | 20.0002 | 3.076 | 0 | 20 | 19.9999 | 59.2219 | 20 | 21.5056 | 3.076 | 3.076 | 3.076 | 3.076 | 3.076 | 0 | 8.23 | 0 | 0 | 0 | 21.7599 | 21.7465 | 3.076 | 8.23 | 327.5669 | 4 | 1149.1506 | 1149.1506
2001-08-21 | 7:10 | 20 | 0 | 409.3333 | 0 | 0 | 834771.9762 | 20 | 1365.0895 | 20 | 20 | 3.076 | 0 | 20 | 20 | 64.7294 | 20 | 24.5762 | 3.076 | 3.076 | 3.076 | 3.076 | 3.076 | 0 | 8.23 | 0 | 0 | 0 | 22.1385 | 22.1222 | 3.076 | 8.23 | 396.6438 | 4 | 1391.2866 | 1391.2866
2001-08-21 | 7:20 | 20 | 0 | 482.1667 | 0 | 0 | 976751.5402 | 20 | 1597.1223 | 20 | 20 | 3.076 | 0 | 20 | 20 | 69.0544 | 20 | 28.6327 | 3.076 | 3.076 | 3.076 | 3.076 | 3.076 | 0 | 8.23 | 0 | 0 | 0 | 22.5121 | 22.4929 | 3.076 | 8.23 | 464.1827 | 4 | 1627.9192 | 1627.9192
2001-08-21 | 7:30 | 20 | 0 | 555 | 0 | 0 | 1114556.2758 | 20 | 1822.2804 | 20 | 20 | 3.076 | 0 | 20 | 20 | 72.1497 | 20 | 33.6707 | 3.076 | 3.076 | 3.076 | 3.076 | 3.076 | 0 | 8.23 | 0 | 0 | 0 | 22.8789 | 22.8569 | 3.076 | 8.23 | 529.7872 | 4 | 1857.5938 | 1857.5938
2001-08-21 | 7:40 | 20 | 0 | 587.5 | 0 | 0 | 1167254.6426 | 20 | 1908.192 | 20 | 20 | 3.076 | 0 | 20 | 20.0001 | 70.5077 | 20 | 38.4183 | 3.076 | 3.076 | 3.076 | 3.076 | 3.076 | 0 | 8.23 | 0 | 0 | 0 | 23.0296 | 23.0065 | 3.076 | 8.23 | 554.9666 | 4 | 1945.4244 | 1945.4244
2001-08-21 | 7:50 | 20 | 0 | 620 | 0 | 0 | 1216036.7761 | 20 | 1987.8636 | 20 | 20 | 3.076 | 0 | 20 | 20.0001 | 68.2173 | 20 | 43.5867 | 3.076 | 3.076 | 3.076 | 3.076 | 3.076 | 0 | 8.23 | 0 | 0 | 0 | 23.162 | 23.1379 | 3.076 | 8.23 | 578.3847 | 4 | 2026.728 | 2026.728
2001-08-21 | 8:00 | 20 | 0 | 652.5 | 0 | 0 | 1260712.8801 | 20 | 2060.6881 | 20 | 20 | 3.076 | 0 | 20 | 20.0001 | 65.2703 | 20 | 49.1644 | 3.076 | 3.076 | 3.076 | 3.076 | 3.076 | 0 | 8.23 | 0 | 0 | 0 | 23.2947 | 23.2695 | 3.076 | 8.23 | 599.8806 | 4 | 2101.1881 | 2101.1881
2001-08-21 | 8:10 | 20 | 0 | 685 | 0 | 0 | 1300845.0791 | 20 | 2126.0368 | 20 | 20 | 3.076 | 0 | 20 | 20.0001 | 61.6595 | 20 | 55.1358 | 3.076 | 3.076 | 3.076 | 3.076 | 3.076 | 0 | 8.23 | 0 | 0 | 0 | 23.4194 | 23.3933 | 3.076 | 8.23 | 619.2988 | 4 | 2168.0751 | 2168.0751
2001-08-21 | 8:20 | 20 | 0 | 717.5 | 0 | 0 | 1336033.1316 | 20 | 2183.2579 | 20 | 20 | 3.076 | 0 | 20 | 20.0001 | 57.3797 | 20 | 61.4827 | 3.076 | 3.076 | 3.076 | 3.076 | 3.076 | 0 | 8.23 | 0 | 0 | 0 | 23.535 | 23.508 | 3.076 | 8.23 | 636.4895 | 4 | 2226.7219 | 2226.7219
2001-08-21 | 8:30 | 20 | 0 | 750 | 0 | 0 | 1365873.9485 | 20 | 2231.6813 | 20 | 20 | 3.076 | 0 | 20 | 20.0001 | 52.4295 | 20 | 68.1822 | 3.076 | 3.076 | 3.076 | 3.076 | 3.076 | 0 | 8.23 | 0 | 0 | 0 | 23.6412 | 23.6134 | 3.076 | 8.23 | 651.3093 | 4 | 2276.4566 | 2276.4566
2001-08-21 | 8:40 | 20 | 0 | 764.1667 | 0 | 0 | 1357426.1153 | 20 | 2217.431 | 20 | 20 | 3.076 | 0 | 20 | 20.0001 | 46.1841 | 20 | 73.9139 | 3.076 | 3.076 | 3.076 | 3.076 | 3.076 | 0 | 8.23 | 0 | 0 | 0 | 23.6527 | 23.6248 | 3.076 | 8.23 | 648.0732 | 4 | 2262.3769 | 2262.3769
2001-08-21 | 8:50 | 20 | 0 | 778.3333 | 0 | 0 | 1344609.8673 | 20 | 2195.9862 | 20 | 20 | 3.076 | 0 | 20 | 20.0001 | 39.6117 | 20 | 79.7117 | 3.076 | 3.076 | 3.076 | 3.076 | 3.076 | 0 | 8.23 | 0 | 0 | 0 | 23.6593 | 23.6314 | 3.076 | 8.23 | 643.0044 | 4 | 2241.0164 | 2241.0164
2001-08-21 | 9:00 | 20 | 0 | 792.5 | 0 | 0 | 1327269.2486 | 20 | 2167.069 | 20 | 20 | 3.076 | 0 | 20 | 20.0001 | 32.7313 | 20 | 85.5477 | 3.076 | 3.076 | 3.076 | 3.076 | 3.076 | 0 | 8.23 | 0 | 0 | 0 | 23.6603 | 23.6324 | 3.076 | 8.23 | 636.0675 | 4 | 2212.1154 | 2212.1154
2001-08-21 | 9:10 | 20 | 0 | 806.6667 | 0 | 0 | 1305253.2124 | 20 | 2130.4429 | 20 | 20 | 3.076 | 0 | 20.4827 | 20.0001 | 25.3387 | 20 | 91.1346 | 3.076 | 3.076 | 3.076 | 3.076 | 3.076 | 0 | 8.23 | 0 | 0 | 0 | 23.6551 | 23.6272 | 3.076 | 8.23 | 627.2317 | 4 | 2175.422 | 2175.422
2001-08-21 | 9:20 | 20 | 0 | 820.8333 | 0 | 0 | 1278450.8582 | 20 | 2085.9165 | 20 | 20 | 3.076 | 0 | 20.9401 | 20.0001 | 20.0025 | 20 | 94.4052 | 3.076 | 3.076 | 3.076 | 3.076 | 3.076 | 0 | 8.23 | 0 | 0 | 0 | 23.6425 | 23.6148 | 3.076 | 8.23 | 616.4713 | 4 | 2130.7514 | 2130.7514
2001-08-21 | 9:30 | 20 | 0 | 835 | 0 | 0 | 1246693.4369 | 20 | 2033.3386 | 20 | 20 | 3.076 | 0 | 21.3479 | 20.0001 | 20 | 20 | 92.1024 | 3.076 | 3.076 | 3.076 | 3.076 | 3.076 | 0 | 8.23 | 0 | 0 | 0 | 23.6105 | 23.5829 | 3.076 | 8.23 | 603.7655 | 4 | 2077.8224 | 2077.8224
2001-08-21 | 9:40 | 20 | 0 | 842.1667 | 0 | 0 | 1199943.6367 | 20 | 1956.322 | 20 | 20 | 3.076 | 0 | 21.7101 | 20.0001 | 20 | 20 | 88.9579 | 3.076 | 3.076 | 3.076 | 3.076 | 3.076 | 0 | 8.23 | 0 | 0 | 0 | 23.5378 | 23.5109 | 3.076 | 8.23 | 584.2425 | 4 | 1999.9061 | 1999.9061
2001-08-21 | 9:50 | 20 | 0 | 849.3333 | 0 | 0 | 1149126.4756 | 20 | 1872.6563 | 20 | 20 | 3.076 | 0 | 22.0179 | 20.0001 | 20 | 20 | 85.6282 | 3.076 | 3.076 | 3.076 | 3.076 | 3.076 | 0 | 8.23 | 0 | 0 | 0 | 23.4537 | 23.4274 | 3.076 | 8.23 | 563.1775 | 4 | 1915.2108 | 1915.2108
2001-08-21 | 10:00 | 20 | 0 | 856.5 | 0 | 0 | 1094195.569 | 20 | 1782.3159 | 20 | 20 | 3.076 | 0 | 22.263 | 20.0001 | 20 | 20 | 82.12 | 3.076 | 3.076 | 3.076 | 3.076 | 3.076 | 0 | 8.23 | 0 | 0 | 0 | 23.3549 | 23.3293 | 3.076 | 8.23 | 540.592 | 4 | 1823.6593 | 1823.6593
2001-08-21 | 10:10 | 20 | 0 | 863.6667 | 0 | 0 | 1035099.6324 | 20 | 1685.2314 | 20 | 20 | 3.076 | 0 | 22.4417 | 20 | 20 | 20 | 78.4347 | 3.076 | 3.076 | 3.076 | 3.076 | 3.076 | 0 | 8.23 | 0 | 0 | 0 | 23.24 | 23.2153 | 3.076 | 8.23 | 516.5113 | 4 | 1725.1661 | 1725.1661
2001-08-21 | 10:20 | 20 | 0 | 870.8333 | 0 | 0 | 971769.9188 | 20 | 1581.2896 | 20 | 20 | 3.076 | 0 | 22.5528 | 20 | 20 | 20 | 74.5691 | 3.076 | 3.076 | 3.076 | 3.076 | 3.076 | 0 | 8.23 | 0 | 0 | 0 | 23.1089 | 23.0852 | 3.076 | 8.23 | 490.9646 | 4 | 1619.6165 | 1619.6165
2001-08-21 | 10:30 | 20 | 0 | 878 | 0 | 0 | 904059.0598 | 20 | 1470.3602 | 20 | 20 | 3.076 | 0 | 22.5968 | 20 | 20 | 20 | 70.5184 | 3.076 | 3.076 | 3.076 | 3.076 | 3.076 | 0 | 8.23 | 0 | 0 | 0 | 22.9523 | 22.9298 | 3.076 | 8.23 | 463.9846 | 4 | 1506.7651 | 1506.7651
2001-08-21 | 10:40 | 20 | 0 | 881.6667 | 0 | 0 | 828770.6635 | 20 | 1347.0114 | 20 | 20 | 3.076 | 0 | 22.5651 | 20 | 20 | 20 | 66.0935 | 3.076 | 3.076 | 3.076 | 3.076 | 3.076 | 0 | 8.23 | 0 | 0 | 0 | 22.7811 | 22.7599 | 3.076 | 8.23 | 433.8853 | 4 | 1381.2844 | 1381.2844
2001-08-21 | 10:50 | 20 | 0 | 885.3333 | 0 | 0 | 749868.8974 | 20 | 1217.722 | 20 | 20 | 3.076 | 0 | 22.4712 | 19.9999 | 20 | 20 | 61.5174 | 3.076 | 3.076 | 3.076 | 3.076 | 3.076 | 0 | 8.23 | 0 | 0 | 0 | 22.601 | 22.5812 | 3.076 | 8.23 | 402.6902 | 4 | 1249.7815 | 1249.7815
2001-08-21 | 11:00 | 20 | 0 | 889 | 0 | 0 | 667601.8308 | 20 | 1082.9034 | 20 | 20 | 3.076 | 0 | 22.3191 | 19.9999 | 20 | 20 | 56.7996 | 3.076 | 3.076 | 3.076 | 3.076 | 3.076 | 0 | 8.23 | 0 | 0 | 0 | 22.4144 | 22.396 | 3.076 | 8.23 | 370.452 | 4 | 1112.6697 | 1112.6697
2001-08-21 | 11:10 | 20 | 0 | 892.6667 | 0 | 0 | 582498.8999 | 20 | 943.4258 | 20 | 20 | 3.076 | 0 | 22.1147 | 19.9999 | 20 | 20 | 51.9659 | 3.076 | 3.076 | 3.076 | 3.076 | 3.076 | 0 | 8.23 | 0 | 0 | 0 | 22.2224 | 22.2055 | 3.076 | 8.23 | 337.2261 | 4 | 970.8315 | 970.8315
2001-08-21 | 11:20 | 20 | 0 | 896.3333 | 0 | 0 | 495458.3488 | 20 | 800.8017 | 20 | 20 | 3.076 | 0 | 21.8657 | 19.9999 | 20 | 20 | 47.0632 | 3.076 | 3.076 | 3.076 | 3.076 | 3.076 | 0 | 8.23 | 0 | 0 | 0 | 22.0237 | 22.0083 | 3.076 | 8.23 | 303.0701 | 4 | 825.7639 | 825.7639
2001-08-21 | 11:30 | 20 | 0 | 900 | 0 | 0 | 407846.316 | 20 | 657.3571 | 20 | 20 | 3.076 | 0 | 21.582 | 19.9998 | 20 | 20 | 42.1653 | 3.076 | 3.076 | 3.076 | 3.076 | 3.076 | 0 | 8.23 | 0 | 0 | 0 | 21.8143 | 21.8005 | 3.076 | 8.23 | 268.044 | 4 | 679.7439 | 679.7439
2001-08-21 | 11:40 | 20 | 0 | 901.3333 | 0 | 0 | 320746.354 | 20 | 515.024 | 20 | 20 | 3.076 | 0 | 21.2735 | 19.9998 | 20 | 20 | 37.3326 | 3.076 | 3.076 | 3.076 | 3.076 | 3.076 | 0 | 8.23 | 0 | 0 | 0 | 21.5841 | 21.572 | 3.076 | 8.23 | 231.6105 | 4 | 534.5773 | 534.5773
2001-08-21 | 11:50 | 20 | 0 | 902.6667 | 0 | 0 | 237905.0468 | 20 | 380.0805 | 20 | 20 | 3.076 | 0 | 20.9608 | 19.9998 | 20 | 20 | 32.7706 | 3.076 | 3.076 | 3.076 | 3.076 | 3.076 | 0 | 8.23 | 0 | 0 | 0 | 21.3304 | 21.3202 | 3.076 | 8.23 | 194.6266 | 4 | 396.5084 | 396.5084
2001-08-21 | 12:00 | 20 | 0 | 904 | 0 | 0 | 162328.4117 | 20 | 257.5566 | 20 | 20 | 3.076 | 0 | 20.6628 | 19.9998 | 20 | 20 | 28.6439 | 3.076 | 3.076 | 3.076 | 3.076 | 3.076 | 0 | 8.23 | 0 | 0 | 0 | 21.0486 | 21.0406 | 3.076 | 8.23 | 157.1613 | 4 | 270.5474 | 270.5474
2001-08-21 | 12:10 | 20 | 0 | 905.3333 | 0 | 0 | 97273.866 | 20 | 153.0443 | 20 | 20 | 3.076 | 0 | 20.3993 | 19.9998 | 20 | 20 | 25.1318 | 3.076 | 3.076 | 3.076 | 3.076 | 3.076 | 0 | 8.23 | 0 | 0 | 0 | 20.7318 | 20.7262 | 3.076 | 8.23 | 119.285 | 4 | 162.1231 | 162.1231
2001-08-21 | 12:20 | 20 | 0 | 906.6667 | 0 | 0 | 46455.8162 | 20 | 72.216 | 20 | 20 | 3.076 | 0 | 20.1903 | 19.9997 | 20 | 20 | 22.4205 | 3.076 | 3.076 | 3.076 | 3.076 | 3.076 | 0 | 8.23 | 0 | 0 | 0 | 20.4189 | 20.4157 | 3.076 | 8.23 | 81.0692 | 4 | 77.4264 | 77.4264
2001-08-21 | 12:30 | 20 | 0 | 908 | 0 | 0 | 13256.5808 | 20 | 20.109 | 20 | 20 | 3.076 | 0 | 20.0534 | 19.9997 | 20 | 20 | 20.6752 | 3.076 | 3.076 | 3.076 | 3.076 | 3.076 | 0 | 8.23 | 0 | 0 | 0 | 20.1565 | 20.1553 | 3.076 | 8.23 | 42.5858 | 4 | 22.0943 | 22.0943
2001-08-21 | 12:40 | 20 | 0 | 907.6667 | 0 | 0 | 289.9207 | 20 | 0.16791 | 20 | 20 | 3.076 | 0 | 20.0006 | 19.9997 | 20 | 20 | 20.0077 | 3.076 | 3.076 | 3.076 | 3.076 | 3.076 | 0 | 8.23 | 0 | 0 | 0 | 20.0208 | 20.0207 | 3.076 | 8.23 | 3.9007 | 4 | 0.4832 | 0.4832
2001-08-21 | 12:50 | 20 | 0 | 907.3333 | 0 | 0 | 127.4124 | 20 | 0 | 20 | 20 | 3.076 | 0 | 20.0002 | 19.9997 | 20 | 20 | 20.003 | 3.076 | 3.076 | 3.076 | 3.076 | 3.076 | 0 | 8.23 | 0 | 0 | 0 | 20.0104 | 20.0103 | 3.076 | 8.23 | 0 | 0 | 0.21235 | 0.21235
2001-08-21 | 13:00 | 20 | 0 | 907 | 0 | 0 | 68.6955 | 20 | 0 | 20 | 20 | 3.076 | 0 | 20.0001 | 19.9997 | 20 | 20 | 20.0018 | 3.076 | 3.076 | 3.076 | 3.076 | 3.076 | 0 | 8.23 | 0 | 0 | 0 | 20.0052 | 20.0051 | 3.076 | 8.23 | 0 | 0 | 0.11449 | 0.11449
2001-08-21 | 13:10 | 20 | 0 | 906.6667 | 0 | 0 | 36.9228 | 20 | 0 | 20 | 20 | 3.076 | 0 | 20.0001 | 19.9997 | 20 | 20 | 20.0011 | 3.076 | 3.076 | 3.076 | 3.076 | 3.076 | 0 | 8.23 | 0 | 0 | 0 | 20.0026 | 20.0026 | 3.076 | 8.23 | 0 | 0 | 0.061538 | 0.061538
2001-08-21 | 13:20 | 20 | 0 | 906.3333 | 0 | 0 | 19.5417 | 20 | 0 | 20 | 20 | 3.076 | 0 | 20.0001 | 19.9997 | 20 | 20 | 20.0007 | 3.076 | 3.076 | 3.076 | 3.076 | 3.076 | 0 | 8.23 | 0 | 0 | 0 | 20.0013 | 20.0013 | 3.076 | 8.23 | 0 | 0 | 0.032569 | 0.032569
2001-08-21 | 13:30 | 20 | 0 | 906 | 0 | 0 | 9.9257 | 20 | 0 | 20 | 20 | 3.076 | 0 | 20 | 19.9997 | 20 | 20 | 20.0004 | 3.076 | 3.076 | 3.076 | 3.076 | 3.076 | 0 | 8.23 | 0 | 0 | 0 | 20.0006 | 20.0006 | 3.076 | 8.23 | 0 | 0 | 0.016543 | 0.016543
2001-08-21 | 13:40 | 20 | 0 | 903.5 | 0 | 0 | 4.5448 | 20 | 0 | 20 | 20 | 3.076 | 0 | 20 | 19.9997 | 20 | 20 | 20.0003 | 3.076 | 3.076 | 3.076 | 3.076 | 3.076 | 0 | 8.23 | 0 | 0 | 0 | 20.0003 | 20.0003 | 3.076 | 8.23 | 0 | 0 | 0.0075746 | 0.0075746
2001-08-21 | 13:50 | 20 | 0 | 901 | 0 | 0 | 1.4996 | 20 | 0 | 20 | 20 | 3.076 | 0 | 20 | 19.9997 | 20 | 20 | 20.0002 | 3.076 | 3.076 | 3.076 | 3.076 | 3.076 | 0 | 8.23 | 0 | 0 | 0 | 20.0001 | 20.0001 | 3.076 | 8.23 | 0 | 0 | 0.0024993 | 0.0024993
2001-08-21 | 14:00 | 20 | 0 | 898.5 | 0 | 0.24266 | 0 | 20 | 0 | 20 | 20 | 3.076 | 0 | 20 | 19.9997 | 20 | 20 | 20.0001 | 3.076 | 3.076 | 3.076 | 3.076 | 3.076 | 0 | 8.23 | 0 | 0 | 0 | 20.0001 | 20.0001 | 3.076 | 8.23 | 0 | 0 | 0 | 0
2001-08-21 | 14:10 | 20 | 0 | 896 | 0 | 1.2497 | 0 | 20 | 0 | 20 | 20 | 3.076 | 0 | 20 | 19.9997 | 20 | 20 | 20.0001 | 3.076 | 3.076 | 3.076 | 3.076 | 3.076 | 0 | 8.23 | 0 | 0 | 0 | 20 | 20 | 3.076 | 8.23 | 0 | 0 | 0 | 0
2001-08-21 | 14:20 | 20 | 0 | 893.5 | 0 | 1.8375 | 0 | 20 | 0 | 20 | 20 | 3.076 | 0 | 20 | 19.9997 | 20 | 20 | 20 | 3.076 | 3.076 | 3.076 | 3.076 | 3.076 | 0 | 8.23 | 0 | 0 | 0 | 20 | 20 | 3.076 | 8.23 | 0 | 0 | 0 | 0
2001-08-21 | 14:30 | 20 | 0 | 891 | 0 | 2.1834 | 0 | 20 | 0 | 20 | 20 | 3.076 | 0 | 20 | 19.9997 | 20 | 20 | 20 | 3.076 | 3.076 | 3.076 | 3.076 | 3.076 | 0 | 8.23 | 0 | 0 | 0 | 20 | 20 | 3.076 | 8.23 | 0 | 0 | 0 | 0
2001-08-21 | 14:40 | 20 | 0 | 886 | 0 | 2.3887 | 0 | 20 | 0 | 20 | 20 | 3.076 | 0 | 20 | 19.9997 | 20 | 20 | 20 | 3.076 | 3.076 | 3.076 | 3.076 | 3.076 | 0 | 8.23 | 0 | 0 | 0 | 20 | 20 | 3.076 | 8.23 | 0 | 0 | 0 | 0
2001-08-21 | 14:50 | 20 | 0 | 881 | 0 | 2.5113 | 0 | 20 | 0 | 20 | 20 | 3.076 | 0 | 20 | 19.9997 | 20 | 20 | 20 | 3.076 | 3.076 | 3.076 | 3.076 | 3.076 | 0 | 8.23 | 0 | 0 | 0 | 20 | 20 | 3.076 | 8.23 | 0 | 0 | 0 | 0
2001-08-21 | 15:00 | 20 | 0 | 876 | 0 | 2.585 | 0 | 20 | 0 | 20 | 20 | 3.076 | 0 | 20 | 19.9997 | 20 | 20 | 20 | 3.076 | 3.076 | 3.076 | 3.076 | 3.076 | 0 | 8.23 | 0 | 0 | 0 | 20 | 20 | 3.076 | 8.23 | 0 | 0 | 0 | 0
2001-08-21 | 15:10 | 20 | 0 | 871 | 0 | 2.6295 | 0 | 20 | 0 | 20 | 20 | 3.076 | 0 | 20 | 19.9997 | 20 | 20 | 20 | 3.076 | 3.076 | 3.076 | 3.076 | 3.076 | 0 | 8.23 | 0 | 0 | 0 | 20 | 20 | 3.076 | 8.23 | 0 | 0 | 0 | 0
2001-08-21 | 15:20 | 20 | 0 | 866 | 0 | 2.6565 | 0 | 20 | 0 | 20 | 20 | 3.076 | 0 | 20 | 19.9997 | 20 | 20 | 20 | 3.076 | 3.076 | 3.076 | 3.076 | 3.076 | 0 | 8.23 | 0 | 0 | 0 | 20 | 20 | 3.076 | 8.23 | 0 | 0 | 0 | 0
2001-08-21 | 15:30 | 20 | 0 | 861 | 0 | 2.6729 | 0 | 20 | 0 | 20 | 20 | 3.076 | 0 | 20 | 19.9997 | 20 | 20 | 20 | 3.076 | 3.076 | 3.076 | 3.076 | 3.076 | 0 | 8.23 | 0 | 0 | 0 | 20 | 20 | 3.076 | 8.23 | 0 | 0 | 0 | 0
2001-08-21 | 15:40 | 20 | 0 | 851 | 0 | 2.6829 | 0 | 20 | 0 | 20 | 20 | 3.076 | 0 | 20 | 19.9997 | 20 | 20 | 20 | 3.076 | 3.076 | 3.076 | 3.076 | 3.076 | 0 | 8.23 | 0 | 0 | 0 | 20 | 20 | 3.076 | 8.23 | 0 | 0 | 0 | 0
2001-08-21 | 15:50 | 20 | 0 | 841 | 0 | 2.6891 | 0 | 20 | 0 | 20 | 20 | 3.076 | 0 | 20 | 19.9997 | 20 | 20 | 20 | 3.076 | 3.076 | 3.076 | 3.076 | 3.076 | 0 | 8.23 | 0 | 0 | 0 | 20 | 20 | 3.076 | 8.23 | 0 | 0 | 0 | 0
2001-08-21 | 16:00 | 20 | 0 | 831 | 0 | 2.6928 | 0 | 20 | 0 | 20 | 20 | 3.076 | 0 | 20 | 19.9997 | 20 | 20 | 20 | 3.076 | 3.076 | 3.076 | 3.076 | 3.076 | 0 | 8.23 | 0 | 0 | 0 | 20 | 20 | 3.076 | 8.23 | 0 | 0 | 0 | 0
2001-08-21 | 16:10 | 20 | 0 | 821 | 0 | 2.6951 | 0 | 20 | 0 | 20 | 20 | 3.076 | 0 | 20 | 19.9997 | 20 | 20 | 20 | 3.076 | 3.076 | 3.076 | 3.076 | 3.076 | 0 | 8.23 | 0 | 0 | 0 | 20 | 20 | 3.076 | 8.23 | 0 | 0 | 0 | 0
2001-08-21 | 16:20 | 20 | 0 | 811 | 0 | 2.6966 | 0 | 20 | 0 | 20 | 20 | 3.076 | 0 | 20 | 19.9997 | 20 | 20 | 20 | 3.076 | 3.076 | 3.076 | 3.076 | 3.076 | 0 | 8.23 | 0 | 0 | 0 | 20 | 20 | 3.076 | 8.23 | 0 | 0 | 0 | 0
2001-08-21 | 16:30 | 20 | 0 | 801 | 0 | 2.6974 | 0 | 20 | 0 | 20 | 20 | 3.076 | 0 | 20 | 19.9997 | 20 | 20 | 20 | 3.076 | 3.076 | 3.076 | 3.076 | 3.076 | 0 | 8.23 | 0 | 0 | 0 | 20 | 20 | 3.076 | 8.23 | 0 | 0 | 0 | 0
2001-08-21 | 16:40 | 20 | 0 | 780.6667 | 0 | 2.698 | 0 | 20 | 0 | 20 | 20 | 3.076 | 0 | 20 | 19.9997 | 20 | 20 | 20 | 3.076 | 3.076 | 3.076 | 3.076 | 3.076 | 0 | 8.23 | 0 | 0 | 0 | 20 | 20 | 3.076 | 8.23 | 0 | 0 | 0 | 0
2001-08-21 | 16:50 | 20 | 0 | 760.3333 | 0 | 2.6983 | 0 | 20 | 0 | 20 | 20 | 3.076 | 0 | 20 | 19.9997 | 20 | 20 | 20 | 3.076 | 3.076 | 3.076 | 3.076 | 3.076 | 0 | 8.23 | 0 | 0 | 0 | 20 | 20 | 3.076 | 8.23 | 0 | 0 | 0 | 0
2001-08-21 | 17:00 | 20 | 0 | 740 | 0 | 2.6985 | 0 | 20 | 0 | 20 | 20 | 3.076 | 0 | 20 | 19.9997 | 20 | 20 | 20 | 3.076 | 3.076 | 3.076 | 3.076 | 3.076 | 0 | 8.23 | 0 | 0 | 0 | 20 | 20 | 3.076 | 8.23 | 0 | 0 | 0 | 0
2001-08-21 | 17:10 | 20 | 0 | 719.6667 | 0 | 2.6987 | 0 | 20 | 0 | 20 | 20 | 3.076 | 0 | 20 | 19.9997 | 20 | 20 | 20 | 3.076 | 3.076 | 3.076 | 3.076 | 3.076 | 0 | 8.23 | 0 | 0 | 0 | 20 | 20 | 3.076 | 8.23 | 0 | 0 | 0 | 0
2001-08-21 | 17:20 | 20 | 0 | 699.3333 | 0 | 2.6987 | 0 | 20 | 0 | 20 | 20 | 3.076 | 0 | 20 | 19.9997 | 20 | 20 | 20 | 3.076 | 3.076 | 3.076 | 3.076 | 3.076 | 0 | 8.23 | 0 | 0 | 0 | 20 | 20 | 3.076 | 8.23 | 0 | 0 | 0 | 0
2001-08-21 | 17:30 | 20 | 0 | 679 | 0 | 2.6988 | 0 | 20 | 0 | 20 | 20 | 3.076 | 0 | 20 | 19.9997 | 20 | 20 | 20 | 3.076 | 3.076 | 3.076 | 3.076 | 3.076 | 0 | 8.23 | 0 | 0 | 0 | 20 | 20 | 3.076 | 8.23 | 0 | 0 | 0 | 0
2001-08-21 | 17:40 | 20 | 0 | 626.5 | 0 | 2.6988 | 0 | 20 | 0 | 20 | 20 | 3.076 | 0 | 20 | 19.9997 | 20 | 20 | 20 | 3.076 | 3.076 | 3.076 | 3.076 | 3.076 | 0 | 8.23 | 0 | 0 | 0 | 20 | 20 | 3.076 | 8.23 | 0 | 0 | 0 | 0
2001-08-21 | 17:50 | 20 | 0 | 574 | 0 | 2.6988 | 0 | 20 | 0 | 20 | 20 | 3.076 | 0 | 20 | 19.9997 | 20 | 20 | 20 | 3.076 | 3.076 | 3.076 | 3.076 | 3.076 | 0 | 8.23 | 0 | 0 | 0 | 20 | 20 | 3.076 | 8.23 | 0 | 0 | 0 | 0
2001-08-21 | 18:00 | 20 | 0 | 521.5 | 0 | 2.6988 | 0 | 20 | 0 | 20 | 20 | 3.076 | 0 | 20 | 19.9997 | 20 | 20 | 20 | 3.076 | 3.076 | 3.076 | 3.076 | 3.076 | 0 | 8.23 | 0 | 0 | 0 | 20 | 20 | 3.076 | 8.23 | 0 | 0 | 0 | 0
2001-08-21 | 18:10 | 20 | 0 | 469 | 0 | 2.6989 | 0 | 20 | 0 | 20 | 20 | 3.076 | 0 | 20 | 19.9997 | 20 | 20 | 20 | 3.076 | 3.076 | 3.076 | 3.076 | 3.076 | 0 | 8.23 | 0 | 0 | 0 | 20 | 20 | 3.076 | 8.23 | 0 | 0 | 0 | 0
2001-08-21 | 18:20 | 20 | 0 | 416.5 | 0 | 2.6989 | 0 | 20 | 0 | 20 | 20 | 3.076 | 0 | 20 | 19.9997 | 20 | 20 | 20 | 3.076 | 3.076 | 3.076 | 3.076 | 3.076 | 0 | 8.23 | 0 | 0 | 0 | 20 | 20 | 3.076 | 8.23 | 0 | 0 | 0 | 0
2001-08-21 | 18:30 | 20 | 0 | 364 | 0 | 2.6989 | 0 | 20 | 0 | 20 | 20 | 3.076 | 0 | 20 | 19.9997 | 20 | 20 | 20 | 3.076 | 3.076 | 3.076 | 3.076 | 3.076 | 0 | 8.23 | 0 | 0 | 0 | 20 | 20 | 3.076 | 8.23 | 0 | 0 | 0 | 0
2001-08-21 | 18:40 | 20 | 0 | 304.1667 | 0 | 2.6989 | 0 | 20 | 0 | 20 | 20 | 3.076 | 0 | 20 | 19.9997 | 20 | 20 | 20 | 3.076 | 3.076 | 3.076 | 3.076 | 3.076 | 0 | 8.23 | 0 | 0 | 0 | 20 | 20 | 3.076 | 8.23 | 0 | 0 | 0 | 0
2001-08-21 | 18:50 | 20 | 0 | 244.3333 | 0 | 2.6989 | 0 | 20 | 0 | 20 | 20 | 3.076 | 0 | 20 | 19.9997 | 20 | 20 | 20 | 3.076 | 3.076 | 3.076 | 3.076 | 3.076 | 0 | 8.23 | 0 | 0 | 0 | 20 | 20 | 3.076 | 8.23 | 0 | 0 | 0 | 0
2001-08-21 | 19:00 | 20 | 0 | 184.5 | 0 | 2.6989 | 0 | 20 | 0 | 20 | 20 | 3.076 | 0 | 20 | 19.9997 | 20 | 20 | 20 | 3.076 | 3.076 | 3.076 | 3.076 | 3.076 | 0 | 8.23 | 0 | 0 | 0 | 20 | 20 | 3.076 | 8.23 | 0 | 0 | 0 | 0
2001-08-21 | 19:10 | 20 | 0 | 124.6667 | 0 | 2.6989 | 0 | 20 | 0 | 20 | 20 | 3.076 | 0 | 20 | 19.9997 | 20 | 20 | 20 | 3.076 | 3.076 | 3.076 | 3.076 | 3.076 | 0 | 8.23 | 0 | 0 | 0 | 20 | 20 | 3.076 | 8.23 | 0 | 0 | 0 | 0
2001-08-21 | 19:20 | 20 | 0 | 0 | 0 | 2.6989 | 0 | 20 | 0 | 20 | 20 | 3.076 | 0 | 20 | 19.9997 | 20 | 20 | 20 | 3.076 | 3.076 | 3.076 | 3.076 | 3.076 | 0 | 8.23 | 0 | 0 | 0 | 20 | 20 | 3.076 | 8.23 | 0 | 0 | 0 | 0
2001-08-21 | 19:30 | 20 | 0 | 0 | 0 | 2.6989 | 0 | 20 | 0 | 20 | 20 | 3.076 | 0 | 20 | 19.9997 | 20 | 20 | 20 | 3.076 | 3.076 | 3.076 | 3.076 | 3.076 | 0 | 8.23 | 0 | 0 | 0 | 20 | 20 | 3.076 | 8.23 | 0 | 0 | 0 | 0
2001-08-21 | 19:40 | 20 | 0 | 0 | 0 | 2.6989 | 0 | 20 | 0 | 20 | 20 | 3.076 | 0 | 20 | 19.9997 | 20 | 20 | 20 | 3.076 | 3.076 | 3.076 | 3.076 | 3.076 | 0 | 8.23 | 0 | 0 | 0 | 20 | 20 | 3.076 | 8.23 | 0 | 0 | 0 | 0
2001-08-21 | 19:50 | 20 | 0 | 0 | 0 | 2.6989 | 0 | 20 | 0 | 20 | 20 | 3.076 | 0 | 20 | 19.9997 | 20 | 20 | 20 | 3.076 | 3.076 | 3.076 | 3.076 | 3.076 | 0 | 8.23 | 0 | 0 | 0 | 20 | 20 | 3.076 | 8.23 | 0 | 0 | 0 | 0
2001-08-21 | 20:00 | 20 | 0 | 0 | 0 | 2.6989 | 0 | 20 | 0 | 20 | 20 | 3.076 | 0 | 20 | 19.9997 | 20 | 20 | 20 | 3.076 | 3.076 | 3.076 | 3.076 | 3.076 | 0 | 8.23 | 0 | 0 | 0 | 20 | 20 | 3.076 | 8.23 | 0 | 0 | 0 | 0
2001-08-21 | 20:10 | 20 | 0 | 0 | 0 | 2.6989 | 0 | 20 | 0 | 20 | 20 | 3.076 | 0 | 20 | 19.9997 | 20 | 20 | 20 | 3.076 | 3.076 | 3.076 | 3.076 | 3.076 | 0 | 8.23 | 0 | 0 | 0 | 20 | 20 | 3.076 | 8.23 | 0 | 0 | 0 | 0
2001-08-21 | 20:20 | 20 | 0 | 0 | 0 | 2.6989 | 0 | 20 | 0 | 20 | 20 | 3.076 | 0 | 20 | 19.9997 | 20 | 20 | 20 | 3.076 | 3.076 | 3.076 | 3.076 | 3.076 | 0 | 8.23 | 0 | 0 | 0 | 20 | 20 | 3.076 | 8.23 | 0 | 0 | 0 | 0
2001-08-21 | 20:30 | 20 | 0 | 0 | 0 | 2.6989 | 0 | 20 | 0 | 20 | 20 | 3.076 | 0 | 20 | 19.9997 | 20 | 20 | 20 | 3.076 | 3.076 | 3.076 | 3.076 | 3.076 | 0 | 8.23 | 0 | 0 | 0 | 20 | 20 | 3.076 | 8.23 | 0 | 0 | 0 | 0
2001-08-21 | 20:40 | 20 | 0 | 0 | 0 | 2.6989 | 0 | 20 | 0 | 20 | 20 | 3.076 | 0 | 20 | 19.9997 | 20 | 20 | 20 | 3.076 | 3.076 | 3.076 | 3.076 | 3.076 | 0 | 8.23 | 0 | 0 | 0 | 20 | 20 | 3.076 | 8.23 | 0 | 0 | 0 | 0
2001-08-21 | 20:50 | 20 | 0 | 0 | 0 | 2.6989 | 0 | 20 | 0 | 20 | 20 | 3.076 | 0 | 20 | 19.9997 | 20 | 20 | 20 | 3.076 | 3.076 | 3.076 | 3.076 | 3.076 | 0 | 8.23 | 0 | 0 | 0 | 20 | 20 | 3.076 | 8.23 | 0 | 0 | 0 | 0
2001-08-21 | 21:00 | 20 | 0 | 0 | 0 | 2.6989 | 0 | 20 | 0 | 20 | 20 | 3.076 | 0 | 20 | 19.9997 | 20 | 20 | 20 | 3.076 | 3.076 | 3.076 | 3.076 | 3.076 | 0 | 8.23 | 0 | 0 | 0 | 20 | 20 | 3.076 | 8.23 | 0 | 0 | 0 | 0
2001-08-21 | 21:10 | 20 | 0 | 0 | 0 | 2.6989 | 0 | 20 | 0 | 20 | 20 | 3.076 | 0 | 20 | 19.9997 | 20 | 20 | 20 | 3.076 | 3.076 | 3.076 | 3.076 | 3.076 | 0 | 8.23 | 0 | 0 | 0 | 20 | 20 | 3.076 | 8.23 | 0 | 0 | 0 | 0
2001-08-21 | 21:20 | 20 | 0 | 0 | 0 | 2.6989 | 0 | 20 | 0 | 20 | 20 | 3.076 | 0 | 20 | 19.9997 | 20 | 20 | 20 | 3.076 | 3.076 | 3.076 | 3.076 | 3.076 | 0 | 8.23 | 0 | 0 | 0 | 20 | 20 | 3.076 | 8.23 | 0 | 0 | 0 | 0
2001-08-21 | 21:30 | 20 | 0 | 0 | 0 | 2.6989 | 0 | 20 | 0 | 20 | 20 | 3.076 | 0 | 20 | 19.9997 | 20 | 20 | 20 | 3.076 | 3.076 | 3.076 | 3.076 | 3.076 | 0 | 8.23 | 0 | 0 | 0 | 20 | 20 | 3.076 | 8.23 | 0 | 0 | 0 | 0
2001-08-21 | 21:40 | 20 | 0 | 0 | 0 | 2.6989 | 0 | 20 | 0 | 20 | 20 | 3.076 | 0 | 20 | 19.9997 | 20 | 20 | 20 | 3.076 | 3.076 | 3.076 | 3.076 | 3.076 | 0 | 8.23 | 0 | 0 | 0 | 20 | 20 | 3.076 | 8.23 | 0 | 0 | 0 | 0
2001-08-21 | 21:50 | 20 | 0 | 0 | 0 | 2.6989 | 0 | 20 | 0 | 20 | 20 | 3.076 | 0 | 20 | 19.9997 | 20 | 20 | 20 | 3.076 | 3.076 | 3.076 | 3.076 | 3.076 | 0 | 8.23 | 0 | 0 | 0 | 20 | 20 | 3.076 | 8.23 | 0 | 0 | 0 | 0
2001-08-21 | 22:00 | 20 | 0 | 0 | 0 | 2.6989 | 0 | 20 | 0 | 20 | 20 | 3.076 | 0 | 20 | 19.9997 | 20 | 20 | 20 | 3.076 | 3.076 | 3.076 | 3.076 | 3.076 | 0 | 8.23 | 0 | 0 | 0 | 20 | 20 | 3.076 | 8.23 | 0 | 0 | 0 | 0
2001-08-21 | 22:10 | 20 | 0 | 0 | 0 | 2.6989 | 0 | 20 | 0 | 20 | 20 | 3.076 | 0 | 20 | 19.9997 | 20 | 20 | 20 | 3.076 | 3.076 | 3.076 | 3.076 | 3.076 | 0 | 8.23 | 0 | 0 | 0 | 20 | 20 | 3.076 | 8.23 | 0 | 0 | 0 | 0
2001-08-21 | 22:20 | 20 | 0 | 0 | 0 | 2.6989 | 0 | 20 | 0 | 20 | 20 | 3.076 | 0 | 20 | 19.9997 | 20 | 20 | 20 | 3.076 | 3.076 | 3.076 | 3.076 | 3.076 | 0 | 8.23 | 0 | 0 | 0 | 20 | 20 | 3.076 | 8.23 | 0 | 0 | 0 | 0
2001-08-21 | 22:30 | 20 | 0 | 0 | 0 | 2.6989 | 0 | 20 | 0 | 20 | 20 | 3.076 | 0 | 20 | 19.9997 | 20 | 20 | 20 | 3.076 | 3.076 | 3.076 | 3.076 | 3.076 | 0 | 8.23 | 0 | 0 | 0 | 20 | 20 | 3.076 | 8.23 | 0 | 0 | 0 | 0
2001-08-21 | 22:40 | 20 | 0 | 0 | 0 | 2.6989 | 0 | 20 | 0 | 20 | 20 | 3.076 | 0 | 20 | 19.9997 | 20 | 20 | 20 | 3.076 | 3.076 | 3.076 | 3.076 | 3.076 | 0 | 8.23 | 0 | 0 | 0 | 20 | 20 | 3.076 | 8.23 | 0 | 0 | 0 | 0
2001-08-21 | 22:50 | 20 | 0 | 0 | 0 | 2.6989 | 0 | 20 | 0 | 20 | 20 | 3.076 | 0 | 20 | 19.9997 | 20 | 20 | 20 | 3.076 | 3.076 | 3.076 | 3.076 | 3.076 | 0 | 8.23 | 0 | 0 | 0 | 20 | 20 | 3.076 | 8.23 | 0 | 0 | 0 | 0
2001-08-21 | 23:00 | 20 | 0 | 0 | 0 | 2.6989 | 0 | 20 | 0 | 20 | 20 | 3.076 | 0 | 20 | 19.9997 | 20 | 20 | 20 | 3.076 | 3.076 | 3.076 | 3.076 | 3.076 | 0 | 8.23 | 0 | 0 | 0 | 20 | 20 | 3.076 | 8.23 | 0 | 0 | 0 | 0
2001-08-21 | 23:10 | 20 | 0 | 0 | 0 | 2.6989 | 0 | 20 | 0 | 20 | 20 | 3.076 | 0 | 20 | 19.9997 | 20 | 20 | 20 | 3.076 | 3.076 | 3.076 | 3.076 | 3.076 | 0 | 8.23 | 0 | 0 | 0 | 20 | 20 | 3.076 | 8.23 | 0 | 0 | 0 | 0
2001-08-21 | 23:20 | 20 | 0 | 0 | 0 | 2.6989 | 0 | 20 | 0 | 20 | 20 | 3.076 | 0 | 20 | 19.9997 | 20 | 20 | 20 | 3.076 | 3.076 | 3.076 | 3.076 | 3.076 | 0 | 8.23 | 0 | 0 | 0 | 20 | 20 | 3.076 | 8.23 | 0 | 0 | 0 | 0
2001-08-21 | 23:30 | 20 | 0 | 0 | 0 | 2.6989 | 0 | 20 | 0 | 20 | 20 | 3.076 | 0 | 20 | 19.9997 | 20 | 20 | 20 | 3.076 | 3.076 | 3.076 | 3.076 | 3.076 | 0 | 8.23 | 0 | 0 | 0 | 20 | 20 | 3.076 | 8.23 | 0 | 0 | 0 | 0
2001-08-21 | 23:40 | 20 | 0 | 0 | 0 | 2.6989 | 0 | 20 | 0 | 20 | 20 | 3.076 | 0 | 20 | 19.9997 | 20 | 20 | 20 | 3.076 | 3.076 | 3.076 | 3.076 | 3.076 | 0 | 8.23 | 0 | 0 | 0 | 20 | 20 | 3.076 | 8.23 | 0 | 0 | 0 | 0
2001-08-21 | 23:50 | 20 | 0 | 0 | 0 | 2.6989 | 0 | 20 | 0 | 20 | 20 | 3.076 | 0 | 20 | 19.9997 | 20 | 20 | 20 | 3.076 | 3.076 | 3.076 | 3.076 | 3.076 | 0 | 8.23 | 0 | 0 | 0 | 20 | 20 | 3.076 | 8.23 | 0 | 0 | 0 | 0
2001-08-21 | 24:00 | 20 | 0 | 0 | 0 | 2.6989 | 0 | 20 | 0 | 20 | 20 | 3.076 | 0 | 20 | 19.9997 | 20 | 20 | 20 | 3.076 | 3.076 | 3.076 | 3.076 | 3.076 | 0 | 8.23 | 0 | 0 | 0 | 20 | 20 | 3.076 | 8.23 | 0 | 0 | 0 | 0

## EPlus Data-WithSetback-East
EnergyPlus Analytical Test WinReveal
4 m2 East Facing Window
Window setback 0.3 m from wall
Date | Time | Environment:Outdoor Dry Bulb [C](TimeStep) | Environment:Diffuse Solar [W/m2](TimeStep) | Environment:Direct Solar [W/m2](TimeStep) | Environment:Ground Reflected Solar [W/m2](TimeStep) | ZONE ONE:Zone/Sys Sensible Heating Energy[J](TimeStep) | ZONE ONE:Zone/Sys Sensible Cooling Energy[J](TimeStep) | ZONE ONE:Mean Air Temperature[C](TimeStep) | EnergyPlus-With Reveal-ZONE ONE:Zone Transmitted Solar[W](TimeStep) | ZONE SURFACE SOUTH:Surface Inside Temperature[C](TimeStep) | ZONE SURFACE SOUTH:Surface Outside Temperature[C](TimeStep) | ZONE SURFACE SOUTH:Surface Int Convection Coeff[W/m2-K](TimeStep) | ZONE SURFACE SOUTH:Surface Ext Convection Coeff[W/m2-K](TimeStep) | ZONE SURFACE NORTH:Surface Inside Temperature[C](TimeStep) | ZONE SURFACE EAST:Surface Inside Temperature[C](TimeStep) | ZONE SURFACE WEST:Surface Inside Temperature[C](TimeStep) | ZONE SURFACE CEILING:Surface Inside Temperature[C](TimeStep) | ZONE SURFACE FLOOR:Surface Inside Temperature[C](TimeStep) | ZONE SURFACE NORTH:Surface Int Convection Coeff[W/m2-K](TimeStep) | ZONE SURFACE EAST:Surface Int Convection Coeff[W/m2-K](TimeStep) | ZONE SURFACE WEST:Surface Int Convection Coeff[W/m2-K](TimeStep) | ZONE SURFACE CEILING:Surface Int Convection Coeff[W/m2-K](TimeStep) | ZONE SURFACE FLOOR:Surface Int Convection Coeff[W/m2-K](TimeStep) | ZONE SURFACE NORTH:Surface Ext Convection Coeff[W/m2-K](TimeStep) | ZONE SURFACE EAST:Surface Ext Convection Coeff[W/m2-K](TimeStep) | ZONE SURFACE WEST:Surface Ext Convection Coeff[W/m2-K](TimeStep) | ZONE SURFACE CEILING:Surface Ext Convection Coeff[W/m2-K](TimeStep) | ZONE SURFACE FLOOR:Surface Ext Convection Coeff[W/m2-K](TimeStep) | ZONE SUBSURFACE 1:Surface Inside Temperature[C](TimeStep) | ZONE SUBSURFACE 1:Surface Outside Temperature[C](TimeStep) | ZONE SUBSURFACE 1:Surface Int Convection Coeff[W/m2-K](TimeStep) | ZONE SUBSURFACE 1:Surface Ext Convection Coeff[W/m2-K](TimeStep) | ZONE SUBSURFACE 1:Surface Ext Solar Incident[W/m2](TimeStep) | EnergyPlus-With Reveal-ZONE SUBSURFACE 1:Surface Ext Sunlit Area [m2](TimeStep) | ZONE SUBSURFACE 1:Surface Ext Sunlit Area [m2](TimeStep) | EnergyPlus-With Reveal-ZONE ONE:Zone/Sys Sensible Cooling Energy[W](TimeStep)
2001-08-21 | 0:10 | 20 | 0 | 0 | 0 | 2.6623 | 0 | 20 | 0 | 20 | 20 | 3.076 | 0 | 20 | 19.9997 | 20 | 20 | 20 | 3.076 | 3.076 | 3.076 | 3.076 | 3.076 | 0 | 8.23 | 0 | 0 | 0 | 20 | 20 | 3.076 | 8.23 | 0 | 0 | 0 | 0
2001-08-21 | 0:20 | 20 | 0 | 0 | 0 | 2.6623 | 0 | 20 | 0 | 20 | 20 | 3.076 | 0 | 20 | 19.9997 | 20 | 20 | 20 | 3.076 | 3.076 | 3.076 | 3.076 | 3.076 | 0 | 8.23 | 0 | 0 | 0 | 20 | 20 | 3.076 | 8.23 | 0 | 0 | 0 | 0
2001-08-21 | 0:30 | 20 | 0 | 0 | 0 | 2.6623 | 0 | 20 | 0 | 20 | 20 | 3.076 | 0 | 20 | 19.9997 | 20 | 20 | 20 | 3.076 | 3.076 | 3.076 | 3.076 | 3.076 | 0 | 8.23 | 0 | 0 | 0 | 20 | 20 | 3.076 | 8.23 | 0 | 0 | 0 | 0
2001-08-21 | 0:40 | 20 | 0 | 0 | 0 | 2.6623 | 0 | 20 | 0 | 20 | 20 | 3.076 | 0 | 20 | 19.9997 | 20 | 20 | 20 | 3.076 | 3.076 | 3.076 | 3.076 | 3.076 | 0 | 8.23 | 0 | 0 | 0 | 20 | 20 | 3.076 | 8.23 | 0 | 0 | 0 | 0
2001-08-21 | 0:50 | 20 | 0 | 0 | 0 | 2.6623 | 0 | 20 | 0 | 20 | 20 | 3.076 | 0 | 20 | 19.9997 | 20 | 20 | 20 | 3.076 | 3.076 | 3.076 | 3.076 | 3.076 | 0 | 8.23 | 0 | 0 | 0 | 20 | 20 | 3.076 | 8.23 | 0 | 0 | 0 | 0
2001-08-21 | 1:00 | 20 | 0 | 0 | 0 | 2.6623 | 0 | 20 | 0 | 20 | 20 | 3.076 | 0 | 20 | 19.9997 | 20 | 20 | 20 | 3.076 | 3.076 | 3.076 | 3.076 | 3.076 | 0 | 8.23 | 0 | 0 | 0 | 20 | 20 | 3.076 | 8.23 | 0 | 0 | 0 | 0
2001-08-21 | 1:10 | 20 | 0 | 0 | 0 | 2.6623 | 0 | 20 | 0 | 20 | 20 | 3.076 | 0 | 20 | 19.9997 | 20 | 20 | 20 | 3.076 | 3.076 | 3.076 | 3.076 | 3.076 | 0 | 8.23 | 0 | 0 | 0 | 20 | 20 | 3.076 | 8.23 | 0 | 0 | 0 | 0
2001-08-21 | 1:20 | 20 | 0 | 0 | 0 | 2.6623 | 0 | 20 | 0 | 20 | 20 | 3.076 | 0 | 20 | 19.9997 | 20 | 20 | 20 | 3.076 | 3.076 | 3.076 | 3.076 | 3.076 | 0 | 8.23 | 0 | 0 | 0 | 20 | 20 | 3.076 | 8.23 | 0 | 0 | 0 | 0
2001-08-21 | 1:30 | 20 | 0 | 0 | 0 | 2.6623 | 0 | 20 | 0 | 20 | 20 | 3.076 | 0 | 20 | 19.9997 | 20 | 20 | 20 | 3.076 | 3.076 | 3.076 | 3.076 | 3.076 | 0 | 8.23 | 0 | 0 | 0 | 20 | 20 | 3.076 | 8.23 | 0 | 0 | 0 | 0
2001-08-21 | 1:40 | 20 | 0 | 0 | 0 | 2.6623 | 0 | 20 | 0 | 20 | 20 | 3.076 | 0 | 20 | 19.9997 | 20 | 20 | 20 | 3.076 | 3.076 | 3.076 | 3.076 | 3.076 | 0 | 8.23 | 0 | 0 | 0 | 20 | 20 | 3.076 | 8.23 | 0 | 0 | 0 | 0
2001-08-21 | 1:50 | 20 | 0 | 0 | 0 | 2.6623 | 0 | 20 | 0 | 20 | 20 | 3.076 | 0 | 20 | 19.9997 | 20 | 20 | 20 | 3.076 | 3.076 | 3.076 | 3.076 | 3.076 | 0 | 8.23 | 0 | 0 | 0 | 20 | 20 | 3.076 | 8.23 | 0 | 0 | 0 | 0
2001-08-21 | 2:00 | 20 | 0 | 0 | 0 | 2.6623 | 0 | 20 | 0 | 20 | 20 | 3.076 | 0 | 20 | 19.9997 | 20 | 20 | 20 | 3.076 | 3.076 | 3.076 | 3.076 | 3.076 | 0 | 8.23 | 0 | 0 | 0 | 20 | 20 | 3.076 | 8.23 | 0 | 0 | 0 | 0
2001-08-21 | 2:10 | 20 | 0 | 0 | 0 | 2.6623 | 0 | 20 | 0 | 20 | 20 | 3.076 | 0 | 20 | 19.9997 | 20 | 20 | 20 | 3.076 | 3.076 | 3.076 | 3.076 | 3.076 | 0 | 8.23 | 0 | 0 | 0 | 20 | 20 | 3.076 | 8.23 | 0 | 0 | 0 | 0
2001-08-21 | 2:20 | 20 | 0 | 0 | 0 | 2.6623 | 0 | 20 | 0 | 20 | 20 | 3.076 | 0 | 20 | 19.9997 | 20 | 20 | 20 | 3.076 | 3.076 | 3.076 | 3.076 | 3.076 | 0 | 8.23 | 0 | 0 | 0 | 20 | 20 | 3.076 | 8.23 | 0 | 0 | 0 | 0
2001-08-21 | 2:30 | 20 | 0 | 0 | 0 | 2.6623 | 0 | 20 | 0 | 20 | 20 | 3.076 | 0 | 20 | 19.9997 | 20 | 20 | 20 | 3.076 | 3.076 | 3.076 | 3.076 | 3.076 | 0 | 8.23 | 0 | 0 | 0 | 20 | 20 | 3.076 | 8.23 | 0 | 0 | 0 | 0
2001-08-21 | 2:40 | 20 | 0 | 0 | 0 | 2.6623 | 0 | 20 | 0 | 20 | 20 | 3.076 | 0 | 20 | 19.9997 | 20 | 20 | 20 | 3.076 | 3.076 | 3.076 | 3.076 | 3.076 | 0 | 8.23 | 0 | 0 | 0 | 20 | 20 | 3.076 | 8.23 | 0 | 0 | 0 | 0
2001-08-21 | 2:50 | 20 | 0 | 0 | 0 | 2.6623 | 0 | 20 | 0 | 20 | 20 | 3.076 | 0 | 20 | 19.9997 | 20 | 20 | 20 | 3.076 | 3.076 | 3.076 | 3.076 | 3.076 | 0 | 8.23 | 0 | 0 | 0 | 20 | 20 | 3.076 | 8.23 | 0 | 0 | 0 | 0
2001-08-21 | 3:00 | 20 | 0 | 0 | 0 | 2.6623 | 0 | 20 | 0 | 20 | 20 | 3.076 | 0 | 20 | 19.9997 | 20 | 20 | 20 | 3.076 | 3.076 | 3.076 | 3.076 | 3.076 | 0 | 8.23 | 0 | 0 | 0 | 20 | 20 | 3.076 | 8.23 | 0 | 0 | 0 | 0
2001-08-21 | 3:10 | 20 | 0 | 0 | 0 | 2.6623 | 0 | 20 | 0 | 20 | 20 | 3.076 | 0 | 20 | 19.9997 | 20 | 20 | 20 | 3.076 | 3.076 | 3.076 | 3.076 | 3.076 | 0 | 8.23 | 0 | 0 | 0 | 20 | 20 | 3.076 | 8.23 | 0 | 0 | 0 | 0
2001-08-21 | 3:20 | 20 | 0 | 0 | 0 | 2.6623 | 0 | 20 | 0 | 20 | 20 | 3.076 | 0 | 20 | 19.9997 | 20 | 20 | 20 | 3.076 | 3.076 | 3.076 | 3.076 | 3.076 | 0 | 8.23 | 0 | 0 | 0 | 20 | 20 | 3.076 | 8.23 | 0 | 0 | 0 | 0
2001-08-21 | 3:30 | 20 | 0 | 0 | 0 | 2.6623 | 0 | 20 | 0 | 20 | 20 | 3.076 | 0 | 20 | 19.9997 | 20 | 20 | 20 | 3.076 | 3.076 | 3.076 | 3.076 | 3.076 | 0 | 8.23 | 0 | 0 | 0 | 20 | 20 | 3.076 | 8.23 | 0 | 0 | 0 | 0
2001-08-21 | 3:40 | 20 | 0 | 0 | 0 | 2.6623 | 0 | 20 | 0 | 20 | 20 | 3.076 | 0 | 20 | 19.9997 | 20 | 20 | 20 | 3.076 | 3.076 | 3.076 | 3.076 | 3.076 | 0 | 8.23 | 0 | 0 | 0 | 20 | 20 | 3.076 | 8.23 | 0 | 0 | 0 | 0
2001-08-21 | 3:50 | 20 | 0 | 0 | 0 | 2.6623 | 0 | 20 | 0 | 20 | 20 | 3.076 | 0 | 20 | 19.9997 | 20 | 20 | 20 | 3.076 | 3.076 | 3.076 | 3.076 | 3.076 | 0 | 8.23 | 0 | 0 | 0 | 20 | 20 | 3.076 | 8.23 | 0 | 0 | 0 | 0
2001-08-21 | 4:00 | 20 | 0 | 0 | 0 | 2.6623 | 0 | 20 | 0 | 20 | 20 | 3.076 | 0 | 20 | 19.9997 | 20 | 20 | 20 | 3.076 | 3.076 | 3.076 | 3.076 | 3.076 | 0 | 8.23 | 0 | 0 | 0 | 20 | 20 | 3.076 | 8.23 | 0 | 0 | 0 | 0
2001-08-21 | 4:10 | 20 | 0 | 0 | 0 | 2.6623 | 0 | 20 | 0 | 20 | 20 | 3.076 | 0 | 20 | 19.9997 | 20 | 20 | 20 | 3.076 | 3.076 | 3.076 | 3.076 | 3.076 | 0 | 8.23 | 0 | 0 | 0 | 20 | 20 | 3.076 | 8.23 | 0 | 0 | 0 | 0
2001-08-21 | 4:20 | 20 | 0 | 0 | 0 | 2.6623 | 0 | 20 | 0 | 20 | 20 | 3.076 | 0 | 20 | 19.9997 | 20 | 20 | 20 | 3.076 | 3.076 | 3.076 | 3.076 | 3.076 | 0 | 8.23 | 0 | 0 | 0 | 20 | 20 | 3.076 | 8.23 | 0 | 0 | 0 | 0
2001-08-21 | 4:30 | 20 | 0 | 0 | 0 | 2.6623 | 0 | 20 | 0 | 20 | 20 | 3.076 | 0 | 20 | 19.9997 | 20 | 20 | 20 | 3.076 | 3.076 | 3.076 | 3.076 | 3.076 | 0 | 8.23 | 0 | 0 | 0 | 20 | 20 | 3.076 | 8.23 | 0 | 0 | 0 | 0
2001-08-21 | 4:40 | 20 | 0 | 0 | 0 | 2.6623 | 0 | 20 | 0 | 20 | 20 | 3.076 | 0 | 20 | 19.9997 | 20 | 20 | 20 | 3.076 | 3.076 | 3.076 | 3.076 | 3.076 | 0 | 8.23 | 0 | 0 | 0 | 20 | 20 | 3.076 | 8.23 | 0 | 0 | 0 | 0
2001-08-21 | 4:50 | 20 | 0 | 0 | 0 | 2.6623 | 0 | 20 | 0 | 20 | 20 | 3.076 | 0 | 20 | 19.9997 | 20 | 20 | 20 | 3.076 | 3.076 | 3.076 | 3.076 | 3.076 | 0 | 8.23 | 0 | 0 | 0 | 20 | 20 | 3.076 | 8.23 | 0 | 0 | 0 | 0
2001-08-21 | 5:00 | 20 | 0 | 0 | 0 | 2.6623 | 0 | 20 | 0 | 20 | 20 | 3.076 | 0 | 20 | 19.9997 | 20 | 20 | 20 | 3.076 | 3.076 | 3.076 | 3.076 | 3.076 | 0 | 8.23 | 0 | 0 | 0 | 20 | 20 | 3.076 | 8.23 | 0 | 0 | 0 | 0
2001-08-21 | 5:10 | 20 | 0 | 0 | 0 | 2.6623 | 0 | 20 | 0 | 20 | 20 | 3.076 | 0 | 20 | 19.9997 | 20 | 20 | 20 | 3.076 | 3.076 | 3.076 | 3.076 | 3.076 | 0 | 8.23 | 0 | 0 | 0 | 20 | 20 | 3.076 | 8.23 | 0 | 0 | 0 | 0
2001-08-21 | 5:20 | 20 | 0 | 0 | 0 | 2.6623 | 0 | 20 | 0 | 20 | 20 | 3.076 | 0 | 20 | 19.9997 | 20 | 20 | 20 | 3.076 | 3.076 | 3.076 | 3.076 | 3.076 | 0 | 8.23 | 0 | 0 | 0 | 20 | 20 | 3.076 | 8.23 | 0 | 0 | 0 | 0
2001-08-21 | 5:30 | 20 | 0 | 0 | 0 | 2.6623 | 0 | 20 | 0 | 20 | 20 | 3.076 | 0 | 20 | 19.9997 | 20 | 20 | 20 | 3.076 | 3.076 | 3.076 | 3.076 | 3.076 | 0 | 8.23 | 0 | 0 | 0 | 20 | 20 | 3.076 | 8.23 | 0 | 0 | 0 | 0
2001-08-21 | 5:40 | 20 | 0 | 0 | 0 | 2.6623 | 0 | 20 | 0 | 20 | 20 | 3.076 | 0 | 20 | 19.9997 | 20 | 20 | 20 | 3.076 | 3.076 | 3.076 | 3.076 | 3.076 | 0 | 8.23 | 0 | 0 | 0 | 20 | 20 | 3.076 | 8.23 | 0 | 0 | 0 | 0
2001-08-21 | 5:50 | 20 | 0 | 0 | 0 | 2.6623 | 0 | 20 | 0 | 20 | 20 | 3.076 | 0 | 20 | 19.9997 | 20 | 20 | 20 | 3.076 | 3.076 | 3.076 | 3.076 | 3.076 | 0 | 8.23 | 0 | 0 | 0 | 20 | 20 | 3.076 | 8.23 | 0 | 0 | 0 | 0
2001-08-21 | 6:00 | 20 | 0 | 0 | 0 | 2.6623 | 0 | 20 | 0 | 20 | 20 | 3.076 | 0 | 20 | 19.9997 | 20 | 20 | 20 | 3.076 | 3.076 | 3.076 | 3.076 | 3.076 | 0 | 8.23 | 0 | 0 | 0 | 20 | 20 | 3.076 | 8.23 | 0 | 0 | 0 | 0
2001-08-21 | 6:10 | 20 | 0 | 78.6667 | 0 | 0 | 153663.5097 | 20 | 251.4579 | 20.9489 | 20 | 3.076 | 0 | 20 | 19.9998 | 28.1316 | 20 | 20 | 3.076 | 3.076 | 3.076 | 3.076 | 3.076 | 0 | 8.23 | 0 | 0 | 0 | 20.384 | 20.3811 | 3.076 | 8.23 | 73.0676 | 3.8386 | 256.1058 | 256.1058
2001-08-21 | 6:20 | 20 | 0 | 98.3333 | 0 | 0 | 192801.5756 | 20 | 315.4869 | 20.78 | 20.9489 | 3.076 | 0 | 20 | 19.9998 | 30.6132 | 20 | 20 | 3.076 | 3.076 | 3.076 | 3.076 | 3.076 | 0 | 8.23 | 0 | 0 | 0 | 20.482 | 20.4784 | 3.076 | 8.23 | 91.6541 | 3.8329 | 321.336 | 321.336
2001-08-21 | 6:30 | 20 | 0 | 118 | 0 | 0 | 231753.2465 | 20 | 379.1874 | 20.4581 | 20.78 | 3.076 | 0 | 20 | 19.9998 | 33.2361 | 20 | 20 | 3.076 | 3.076 | 3.076 | 3.076 | 3.076 | 0 | 8.23 | 0 | 0 | 0 | 20.5811 | 20.5767 | 3.076 | 8.23 | 110.1456 | 3.8268 | 386.2554 | 386.2554
2001-08-21 | 6:40 | 20 | 0 | 190.8333 | 0 | 0 | 374714.6685 | 20 | 612.9116 | 20.0001 | 20.4581 | 3.076 | 0 | 20 | 19.9998 | 42.1369 | 20 | 20 | 3.076 | 3.076 | 3.076 | 3.076 | 3.076 | 0 | 8.23 | 0 | 0 | 0 | 20.9496 | 20.9424 | 3.076 | 8.23 | 178.0283 | 3.8202 | 624.5244 | 624.5244
2001-08-21 | 6:50 | 20 | 0 | 263.6667 | 0 | 0 | 516411.8938 | 20 | 844.5923 | 20 | 20.0001 | 3.076 | 0 | 20 | 19.9999 | 50.5058 | 20 | 20 | 3.076 | 3.076 | 3.076 | 3.076 | 3.076 | 0 | 8.23 | 0 | 0 | 0 | 21.3138 | 21.3038 | 3.076 | 8.23 | 245.3313 | 3.8132 | 860.6865 | 860.6865
2001-08-21 | 7:00 | 20 | 0 | 336.5 | 0 | 0 | 655970.5816 | 20 | 1072.7515 | 20 | 20 | 3.076 | 0 | 20 | 19.9999 | 58.4174 | 20 | 20.33 | 3.076 | 3.076 | 3.076 | 3.076 | 3.076 | 0 | 8.23 | 0 | 0 | 0 | 21.6745 | 21.6617 | 3.076 | 8.23 | 311.6417 | 3.8055 | 1093.2843 | 1093.2843
2001-08-21 | 7:10 | 20 | 0 | 409.3333 | 0 | 0 | 792488.9344 | 20 | 1295.9424 | 20 | 20 | 3.076 | 0 | 20 | 19.9999 | 63.9711 | 20 | 22.837 | 3.076 | 3.076 | 3.076 | 3.076 | 3.076 | 0 | 8.23 | 0 | 0 | 0 | 22.0303 | 22.0148 | 3.076 | 8.23 | 376.5523 | 3.7974 | 1320.8149 | 1320.8149
2001-08-21 | 7:20 | 20 | 0 | 482.1667 | 0 | 0 | 925142.7304 | 20 | 1512.7319 | 20 | 20 | 3.076 | 0 | 20 | 20 | 68.3965 | 20 | 26.2425 | 3.076 | 3.076 | 3.076 | 3.076 | 3.076 | 0 | 8.23 | 0 | 0 | 0 | 22.3795 | 22.3614 | 3.076 | 8.23 | 439.6558 | 3.7886 | 1541.9046 | 1541.9046
2001-08-21 | 7:30 | 20 | 0 | 555 | 0 | 0 | 1053012.2346 | 20 | 1721.7119 | 20 | 20 | 3.076 | 0 | 20 | 20 | 71.634 | 20 | 30.5518 | 3.076 | 3.076 | 3.076 | 3.076 | 3.076 | 0 | 8.23 | 0 | 0 | 0 | 22.7202 | 22.6995 | 3.076 | 8.23 | 500.5492 | 3.7792 | 1755.0204 | 1755.0204
2001-08-21 | 7:40 | 20 | 0 | 587.5 | 0 | 0 | 1099813.4492 | 20 | 1798.0638 | 20 | 20 | 3.076 | 0 | 20 | 20 | 70.1891 | 20 | 34.7583 | 3.076 | 3.076 | 3.076 | 3.076 | 3.076 | 0 | 8.23 | 0 | 0 | 0 | 22.8462 | 22.8245 | 3.076 | 8.23 | 522.9377 | 3.7691 | 1833.0224 | 1833.0224
2001-08-21 | 7:50 | 20 | 0 | 620 | 0 | 0 | 1142556.6155 | 20 | 1867.7434 | 20 | 20 | 3.076 | 0 | 20 | 20 | 68.0853 | 20 | 39.3799 | 3.076 | 3.076 | 3.076 | 3.076 | 3.076 | 0 | 8.23 | 0 | 0 | 0 | 22.9709 | 22.9482 | 3.076 | 8.23 | 543.4348 | 3.7583 | 1904.261 | 1904.261
2001-08-21 | 8:00 | 20 | 0 | 652.5 | 0 | 0 | 1178759.7806 | 20 | 1926.7065 | 20 | 20 | 3.076 | 0 | 20 | 20.0001 | 65.23 | 20 | 44.3653 | 3.076 | 3.076 | 3.076 | 3.076 | 3.076 | 0 | 8.23 | 0 | 0 | 0 | 23.0823 | 23.0588 | 3.076 | 8.23 | 560.8776 | 3.7399 | 1964.5996 | 1964.5996
2001-08-21 | 8:10 | 20 | 0 | 685 | 0 | 0 | 1203311.136 | 20 | 1966.5707 | 20 | 20 | 3.076 | 0 | 20 | 20.0001 | 61.469 | 20 | 49.5665 | 3.076 | 3.076 | 3.076 | 3.076 | 3.076 | 0 | 8.23 | 0 | 0 | 0 | 23.1673 | 23.1431 | 3.076 | 8.23 | 572.8474 | 3.7 | 2005.5186 | 2005.5186
2001-08-21 | 8:20 | 20 | 0 | 717.5 | 0 | 0 | 1222121.0284 | 20 | 1997.0409 | 20 | 20 | 3.076 | 0 | 20 | 20.0001 | 57.0682 | 20 | 55.0681 | 3.076 | 3.076 | 3.076 | 3.076 | 3.076 | 0 | 8.23 | 0 | 0 | 0 | 23.2384 | 23.2137 | 3.076 | 8.23 | 582.2013 | 3.6588 | 2036.8684 | 2036.8684
2001-08-21 | 8:30 | 20 | 0 | 750 | 0 | 0 | 1234820.7675 | 20 | 2017.5823 | 20 | 20 | 3.076 | 0 | 20 | 20.0001 | 52.0341 | 20 | 60.8444 | 3.076 | 3.076 | 3.076 | 3.076 | 3.076 | 0 | 8.23 | 0 | 0 | 0 | 23.2888 | 23.2637 | 3.076 | 8.23 | 588.8252 | 3.6163 | 2058.0346 | 2058.0346
2001-08-21 | 8:40 | 20 | 0 | 764.1667 | 0 | 0 | 1212335.8965 | 20 | 1980.1831 | 20 | 20 | 3.076 | 0 | 20 | 20.0001 | 45.7607 | 20 | 65.7678 | 3.076 | 3.076 | 3.076 | 3.076 | 3.076 | 0 | 8.23 | 0 | 0 | 0 | 23.2805 | 23.2554 | 3.076 | 8.23 | 578.7344 | 3.572 | 2020.5598 | 2020.5598
2001-08-21 | 8:50 | 20 | 0 | 778.3333 | 0 | 0 | 1185372.5686 | 20 | 1935.6941 | 20 | 20 | 3.076 | 0 | 20 | 20.0001 | 39.214 | 20 | 70.7077 | 3.076 | 3.076 | 3.076 | 3.076 | 3.076 | 0 | 8.23 | 0 | 0 | 0 | 23.2436 | 23.2189 | 3.076 | 8.23 | 566.7886 | 3.5259 | 1975.6209 | 1975.6209
2001-08-21 | 9:00 | 20 | 0 | 792.5 | 0 | 0 | 1154002.6818 | 20 | 1883.9669 | 20 | 20 | 3.076 | 0 | 20 | 20.0001 | 32.4185 | 20 | 75.6347 | 3.076 | 3.076 | 3.076 | 3.076 | 3.076 | 0 | 8.23 | 0 | 0 | 0 | 23.1982 | 23.1738 | 3.076 | 8.23 | 552.9727 | 3.4774 | 1923.3378 | 1923.3378
2001-08-21 | 9:10 | 20 | 0 | 806.6667 | 0 | 0 | 1118173.7562 | 20 | 1824.9212 | 20 | 20 | 3.076 | 0 | 20.0849 | 20.0001 | 25.3386 | 20 | 80.4967 | 3.076 | 3.076 | 3.076 | 3.076 | 3.076 | 0 | 8.23 | 0 | 0 | 0 | 23.1444 | 23.1204 | 3.076 | 8.23 | 537.2819 | 3.4264 | 1863.6229 | 1863.6229
2001-08-21 | 9:20 | 20 | 0 | 820.8333 | 0 | 0 | 1077801.716 | 20 | 1758.5261 | 20 | 20 | 3.076 | 0 | 20.3213 | 20.0001 | 20.0025 | 20 | 83.1986 | 3.076 | 3.076 | 3.076 | 3.076 | 3.076 | 0 | 8.23 | 0 | 0 | 0 | 23.0708 | 23.0474 | 3.076 | 8.23 | 519.7144 | 3.3722 | 1796.3362 | 1796.3362
2001-08-21 | 9:30 | 20 | 0 | 835 | 0 | 0 | 1033030.7555 | 20 | 1684.8304 | 20 | 20 | 3.076 | 0 | 20.5151 | 20 | 20 | 20 | 80.3461 | 3.076 | 3.076 | 3.076 | 3.076 | 3.076 | 0 | 8.23 | 0 | 0 | 0 | 22.9938 | 22.971 | 3.076 | 8.23 | 500.2818 | 3.3144 | 1721.7179 | 1721.7179
2001-08-21 | 9:40 | 20 | 0 | 842.1667 | 0 | 0 | 975741.1497 | 20 | 1590.6847 | 20 | 20 | 3.076 | 0 | 20.6807 | 20 | 20 | 20 | 76.7804 | 3.076 | 3.076 | 3.076 | 3.076 | 3.076 | 0 | 8.23 | 0 | 0 | 0 | 22.8839 | 22.8619 | 3.076 | 8.23 | 475.0474 | 3.2524 | 1626.2352 | 1626.2352
2001-08-21 | 9:50 | 20 | 0 | 849.3333 | 0 | 0 | 915180.3919 | 20 | 1491.2863 | 20 | 20 | 3.076 | 0 | 20.8061 | 20 | 20 | 20 | 73.0646 | 3.076 | 3.076 | 3.076 | 3.076 | 3.076 | 0 | 8.23 | 0 | 0 | 0 | 22.7587 | 22.7377 | 3.076 | 8.23 | 448.4853 | 3.1854 | 1525.3007 | 1525.3007
2001-08-21 | 10:00 | 20 | 0 | 856.5 | 0 | 0 | 851489.0281 | 20 | 1386.8441 | 20 | 20 | 3.076 | 0 | 20.8852 | 20 | 20 | 20 | 69.213 | 3.076 | 3.076 | 3.076 | 3.076 | 3.076 | 0 | 8.23 | 0 | 0 | 0 | 22.6194 | 22.5994 | 3.076 | 8.23 | 420.6419 | 3.1125 | 1419.1484 | 1419.1484
2001-08-21 | 10:10 | 20 | 0 | 863.6667 | 0 | 0 | 784730.714 | 20 | 1277.6017 | 20 | 20 | 3.076 | 0 | 20.9168 | 20 | 20 | 20 | 65.2356 | 3.076 | 3.076 | 3.076 | 3.076 | 3.076 | 0 | 8.23 | 0 | 0 | 0 | 22.4548 | 22.4361 | 3.076 | 8.23 | 391.5758 | 3.0325 | 1307.8845 | 1307.8845
2001-08-21 | 10:20 | 20 | 0 | 870.8333 | 0 | 0 | 715213.7796 | 20 | 1163.8184 | 20 | 20 | 3.076 | 0 | 20.9025 | 19.9999 | 20 | 20 | 61.1399 | 3.076 | 3.076 | 3.076 | 3.076 | 3.076 | 0 | 8.23 | 0 | 0 | 0 | 22.2856 | 22.2682 | 3.076 | 8.23 | 361.3466 | 2.944 | 1192.023 | 1192.023
2001-08-21 | 10:30 | 20 | 0 | 878 | 0 | 0 | 643097.4316 | 20 | 1045.8494 | 20 | 20 | 3.076 | 0 | 20.8465 | 19.9999 | 20 | 20 | 56.9347 | 3.076 | 3.076 | 3.076 | 3.076 | 3.076 | 0 | 8.23 | 0 | 0 | 0 | 22.1046 | 22.0885 | 3.076 | 8.23 | 330.0266 | 2.8452 | 1071.8291 | 1071.8291
2001-08-21 | 10:40 | 20 | 0 | 881.6667 | 0 | 0 | 566435.0583 | 20 | 920.5515 | 20 | 20 | 3.076 | 0 | 20.7517 | 19.9999 | 20 | 20 | 52.5025 | 3.076 | 3.076 | 3.076 | 3.076 | 3.076 | 0 | 8.23 | 0 | 0 | 0 | 21.9061 | 21.8915 | 3.076 | 8.23 | 296.5185 | 2.7336 | 944.0584 | 944.0584
2001-08-21 | 10:50 | 20 | 0 | 885.3333 | 0 | 0 | 488644.0586 | 20 | 793.4271 | 20 | 20 | 3.076 | 0 | 20.6297 | 19.9999 | 20 | 20 | 48.0325 | 3.076 | 3.076 | 3.076 | 3.076 | 3.076 | 0 | 8.23 | 0 | 0 | 0 | 21.7006 | 21.6876 | 3.076 | 8.23 | 262.3795 | 2.6063 | 814.4068 | 814.4068
2001-08-21 | 11:00 | 20 | 0 | 889 | 0 | 0 | 410446.9863 | 20 | 665.6829 | 20 | 20 | 3.076 | 0 | 20.49 | 19.9998 | 20 | 20 | 43.5578 | 3.076 | 3.076 | 3.076 | 3.076 | 3.076 | 0 | 8.23 | 0 | 0 | 0 | 21.4906 | 21.4792 | 3.076 | 8.23 | 227.7244 | 2.4589 | 684.0783 | 684.0783
2001-08-21 | 11:10 | 20 | 0 | 892.6667 | 0 | 0 | 332920.5698 | 20 | 539.1019 | 20 | 20 | 3.076 | 0 | 20.3444 | 19.9998 | 20 | 20 | 39.1311 | 3.076 | 3.076 | 3.076 | 3.076 | 3.076 | 0 | 8.23 | 0 | 0 | 0 | 21.2769 | 21.2671 | 3.076 | 8.23 | 192.7011 | 2.2857 | 554.8676 | 554.8676
2001-08-21 | 11:20 | 20 | 0 | 896.3333 | 0 | 0 | 257568.0537 | 20 | 416.1581 | 20 | 20 | 3.076 | 0 | 20.2065 | 19.9998 | 20 | 20 | 34.8292 | 3.076 | 3.076 | 3.076 | 3.076 | 3.076 | 0 | 8.23 | 0 | 0 | 0 | 21.0593 | 21.0512 | 3.076 | 8.23 | 157.4985 | 2.0787 | 429.2801 | 429.2801
2001-08-21 | 11:30 | 20 | 0 | 900 | 0 | 0 | 186289.7698 | 20 | 300.104 | 20 | 20 | 3.076 | 0 | 20.092 | 19.9998 | 20 | 20 | 30.7515 | 3.076 | 3.076 | 3.076 | 3.076 | 3.076 | 0 | 8.23 | 0 | 0 | 0 | 20.8368 | 20.8304 | 3.076 | 8.23 | 122.3705 | 1.8261 | 310.4829 | 310.4829
2001-08-21 | 11:40 | 20 | 0 | 901.3333 | 0 | 0 | 121242.4697 | 20 | 194.5175 | 20 | 20 | 3.076 | 0 | 20.018 | 19.9998 | 20 | 20 | 27.0112 | 3.076 | 3.076 | 3.076 | 3.076 | 3.076 | 0 | 8.23 | 0 | 0 | 0 | 20.6078 | 20.6031 | 3.076 | 8.23 | 87.4761 | 1.5107 | 202.0708 | 202.0708
2001-08-21 | 11:50 | 20 | 0 | 902.6667 | 0 | 0 | 65924.0199 | 20 | 105.1514 | 20 | 20 | 3.076 | 0 | 20 | 19.9997 | 20 | 20 | 23.8007 | 3.076 | 3.076 | 3.076 | 3.076 | 3.076 | 0 | 8.23 | 0 | 0 | 0 | 20.3786 | 20.3758 | 3.076 | 8.23 | 53.8445 | 1.1066 | 109.8734 | 109.8734
2001-08-21 | 12:00 | 20 | 0 | 904 | 0 | 0 | 23498.6304 | 20 | 37.0843 | 20 | 20 | 3.076 | 0 | 20 | 19.9997 | 20 | 20 | 21.3425 | 3.076 | 3.076 | 3.076 | 3.076 | 3.076 | 0 | 8.23 | 0 | 0 | 0 | 20.1627 | 20.1614 | 3.076 | 8.23 | 22.6289 | 0.57594 | 39.1644 | 39.1644
2001-08-21 | 12:10 | 20 | 0 | 905.3333 | 0 | 0 | 116.1891 | 20 | 0 | 20 | 20 | 3.076 | 0 | 20 | 19.9997 | 20 | 20 | 20.0026 | 3.076 | 3.076 | 3.076 | 3.076 | 3.076 | 0 | 8.23 | 0 | 0 | 0 | 20.0102 | 20.0101 | 3.076 | 8.23 | 0 | 0 | 0.19365 | 0.19365
2001-08-21 | 12:20 | 20 | 0 | 906.6667 | 0 | 0 | 61.9799 | 20 | 0 | 20 | 20 | 3.076 | 0 | 20 | 19.9997 | 20 | 20 | 20.0016 | 3.076 | 3.076 | 3.076 | 3.076 | 3.076 | 0 | 8.23 | 0 | 0 | 0 | 20.0051 | 20.005 | 3.076 | 8.23 | 0 | 0 | 0.1033 | 0.1033
2001-08-21 | 12:30 | 20 | 0 | 908 | 0 | 0 | 32.8885 | 20 | 0 | 20 | 20 | 3.076 | 0 | 20 | 19.9997 | 20 | 20 | 20.001 | 3.076 | 3.076 | 3.076 | 3.076 | 3.076 | 0 | 8.23 | 0 | 0 | 0 | 20.0025 | 20.0025 | 3.076 | 8.23 | 0 | 0 | 0.054814 | 0.054814
2001-08-21 | 12:40 | 20 | 0 | 907.6667 | 0 | 0 | 17.1127 | 20 | 0 | 20 | 20 | 3.076 | 0 | 20 | 19.9997 | 20 | 20 | 20.0006 | 3.076 | 3.076 | 3.076 | 3.076 | 3.076 | 0 | 8.23 | 0 | 0 | 0 | 20.0013 | 20.0012 | 3.076 | 8.23 | 0 | 0 | 0.028521 | 0.028521
2001-08-21 | 12:50 | 20 | 0 | 907.3333 | 0 | 0 | 8.4632 | 20 | 0 | 20 | 20 | 3.076 | 0 | 20 | 19.9997 | 20 | 20 | 20.0004 | 3.076 | 3.076 | 3.076 | 3.076 | 3.076 | 0 | 8.23 | 0 | 0 | 0 | 20.0006 | 20.0006 | 3.076 | 8.23 | 0 | 0 | 0.014105 | 0.014105
2001-08-21 | 13:00 | 20 | 0 | 907 | 0 | 0 | 3.6669 | 20 | 0 | 20 | 20 | 3.076 | 0 | 20 | 19.9997 | 20 | 20 | 20.0002 | 3.076 | 3.076 | 3.076 | 3.076 | 3.076 | 0 | 8.23 | 0 | 0 | 0 | 20.0003 | 20.0003 | 3.076 | 8.23 | 0 | 0 | 0.0061115 | 0.0061115
2001-08-21 | 13:10 | 20 | 0 | 906.6667 | 0 | 0 | 0.97685 | 20 | 0 | 20 | 20 | 3.076 | 0 | 20 | 19.9997 | 20 | 20 | 20.0001 | 3.076 | 3.076 | 3.076 | 3.076 | 3.076 | 0 | 8.23 | 0 | 0 | 0 | 20.0001 | 20.0001 | 3.076 | 8.23 | 0 | 0 | 0.0016281 | 0.0016281
2001-08-21 | 13:20 | 20 | 0 | 906.3333 | 0 | 0.54892 | 0 | 20 | 0 | 20 | 20 | 3.076 | 0 | 20 | 19.9997 | 20 | 20 | 20.0001 | 3.076 | 3.076 | 3.076 | 3.076 | 3.076 | 0 | 8.23 | 0 | 0 | 0 | 20.0001 | 20.0001 | 3.076 | 8.23 | 0 | 0 | 0 | 0
2001-08-21 | 13:30 | 20 | 0 | 906 | 0 | 1.4237 | 0 | 20 | 0 | 20 | 20 | 3.076 | 0 | 20 | 19.9997 | 20 | 20 | 20.0001 | 3.076 | 3.076 | 3.076 | 3.076 | 3.076 | 0 | 8.23 | 0 | 0 | 0 | 20 | 20 | 3.076 | 8.23 | 0 | 0 | 0 | 0
2001-08-21 | 13:40 | 20 | 0 | 903.5 | 0 | 1.9304 | 0 | 20 | 0 | 20 | 20 | 3.076 | 0 | 20 | 19.9997 | 20 | 20 | 20 | 3.076 | 3.076 | 3.076 | 3.076 | 3.076 | 0 | 8.23 | 0 | 0 | 0 | 20 | 20 | 3.076 | 8.23 | 0 | 0 | 0 | 0
2001-08-21 | 13:50 | 20 | 0 | 901 | 0 | 2.2266 | 0 | 20 | 0 | 20 | 20 | 3.076 | 0 | 20 | 19.9997 | 20 | 20 | 20 | 3.076 | 3.076 | 3.076 | 3.076 | 3.076 | 0 | 8.23 | 0 | 0 | 0 | 20 | 20 | 3.076 | 8.23 | 0 | 0 | 0 | 0
2001-08-21 | 14:00 | 20 | 0 | 898.5 | 0 | 2.4013 | 0 | 20 | 0 | 20 | 20 | 3.076 | 0 | 20 | 19.9997 | 20 | 20 | 20 | 3.076 | 3.076 | 3.076 | 3.076 | 3.076 | 0 | 8.23 | 0 | 0 | 0 | 20 | 20 | 3.076 | 8.23 | 0 | 0 | 0 | 0
2001-08-21 | 14:10 | 20 | 0 | 896 | 0 | 2.5051 | 0 | 20 | 0 | 20 | 20 | 3.076 | 0 | 20 | 19.9997 | 20 | 20 | 20 | 3.076 | 3.076 | 3.076 | 3.076 | 3.076 | 0 | 8.23 | 0 | 0 | 0 | 20 | 20 | 3.076 | 8.23 | 0 | 0 | 0 | 0
2001-08-21 | 14:20 | 20 | 0 | 893.5 | 0 | 2.5671 | 0 | 20 | 0 | 20 | 20 | 3.076 | 0 | 20 | 19.9997 | 20 | 20 | 20 | 3.076 | 3.076 | 3.076 | 3.076 | 3.076 | 0 | 8.23 | 0 | 0 | 0 | 20 | 20 | 3.076 | 8.23 | 0 | 0 | 0 | 0
2001-08-21 | 14:30 | 20 | 0 | 891 | 0 | 2.6045 | 0 | 20 | 0 | 20 | 20 | 3.076 | 0 | 20 | 19.9997 | 20 | 20 | 20 | 3.076 | 3.076 | 3.076 | 3.076 | 3.076 | 0 | 8.23 | 0 | 0 | 0 | 20 | 20 | 3.076 | 8.23 | 0 | 0 | 0 | 0
2001-08-21 | 14:40 | 20 | 0 | 886 | 0 | 2.627 | 0 | 20 | 0 | 20 | 20 | 3.076 | 0 | 20 | 19.9997 | 20 | 20 | 20 | 3.076 | 3.076 | 3.076 | 3.076 | 3.076 | 0 | 8.23 | 0 | 0 | 0 | 20 | 20 | 3.076 | 8.23 | 0 | 0 | 0 | 0
2001-08-21 | 14:50 | 20 | 0 | 881 | 0 | 2.6407 | 0 | 20 | 0 | 20 | 20 | 3.076 | 0 | 20 | 19.9997 | 20 | 20 | 20 | 3.076 | 3.076 | 3.076 | 3.076 | 3.076 | 0 | 8.23 | 0 | 0 | 0 | 20 | 20 | 3.076 | 8.23 | 0 | 0 | 0 | 0
2001-08-21 | 15:00 | 20 | 0 | 876 | 0 | 2.6491 | 0 | 20 | 0 | 20 | 20 | 3.076 | 0 | 20 | 19.9997 | 20 | 20 | 20 | 3.076 | 3.076 | 3.076 | 3.076 | 3.076 | 0 | 8.23 | 0 | 0 | 0 | 20 | 20 | 3.076 | 8.23 | 0 | 0 | 0 | 0
2001-08-21 | 15:10 | 20 | 0 | 871 | 0 | 2.6542 | 0 | 20 | 0 | 20 | 20 | 3.076 | 0 | 20 | 19.9997 | 20 | 20 | 20 | 3.076 | 3.076 | 3.076 | 3.076 | 3.076 | 0 | 8.23 | 0 | 0 | 0 | 20 | 20 | 3.076 | 8.23 | 0 | 0 | 0 | 0
2001-08-21 | 15:20 | 20 | 0 | 866 | 0 | 2.6573 | 0 | 20 | 0 | 20 | 20 | 3.076 | 0 | 20 | 19.9997 | 20 | 20 | 20 | 3.076 | 3.076 | 3.076 | 3.076 | 3.076 | 0 | 8.23 | 0 | 0 | 0 | 20 | 20 | 3.076 | 8.23 | 0 | 0 | 0 | 0
2001-08-21 | 15:30 | 20 | 0 | 861 | 0 | 2.6592 | 0 | 20 | 0 | 20 | 20 | 3.076 | 0 | 20 | 19.9997 | 20 | 20 | 20 | 3.076 | 3.076 | 3.076 | 3.076 | 3.076 | 0 | 8.23 | 0 | 0 | 0 | 20 | 20 | 3.076 | 8.23 | 0 | 0 | 0 | 0
2001-08-21 | 15:40 | 20 | 0 | 851 | 0 | 2.6604 | 0 | 20 | 0 | 20 | 20 | 3.076 | 0 | 20 | 19.9997 | 20 | 20 | 20 | 3.076 | 3.076 | 3.076 | 3.076 | 3.076 | 0 | 8.23 | 0 | 0 | 0 | 20 | 20 | 3.076 | 8.23 | 0 | 0 | 0 | 0
2001-08-21 | 15:50 | 20 | 0 | 841 | 0 | 2.6611 | 0 | 20 | 0 | 20 | 20 | 3.076 | 0 | 20 | 19.9997 | 20 | 20 | 20 | 3.076 | 3.076 | 3.076 | 3.076 | 3.076 | 0 | 8.23 | 0 | 0 | 0 | 20 | 20 | 3.076 | 8.23 | 0 | 0 | 0 | 0
2001-08-21 | 16:00 | 20 | 0 | 831 | 0 | 2.6616 | 0 | 20 | 0 | 20 | 20 | 3.076 | 0 | 20 | 19.9997 | 20 | 20 | 20 | 3.076 | 3.076 | 3.076 | 3.076 | 3.076 | 0 | 8.23 | 0 | 0 | 0 | 20 | 20 | 3.076 | 8.23 | 0 | 0 | 0 | 0
2001-08-21 | 16:10 | 20 | 0 | 821 | 0 | 2.6618 | 0 | 20 | 0 | 20 | 20 | 3.076 | 0 | 20 | 19.9997 | 20 | 20 | 20 | 3.076 | 3.076 | 3.076 | 3.076 | 3.076 | 0 | 8.23 | 0 | 0 | 0 | 20 | 20 | 3.076 | 8.23 | 0 | 0 | 0 | 0
2001-08-21 | 16:20 | 20 | 0 | 811 | 0 | 2.662 | 0 | 20 | 0 | 20 | 20 | 3.076 | 0 | 20 | 19.9997 | 20 | 20 | 20 | 3.076 | 3.076 | 3.076 | 3.076 | 3.076 | 0 | 8.23 | 0 | 0 | 0 | 20 | 20 | 3.076 | 8.23 | 0 | 0 | 0 | 0
2001-08-21 | 16:30 | 20 | 0 | 801 | 0 | 2.6621 | 0 | 20 | 0 | 20 | 20 | 3.076 | 0 | 20 | 19.9997 | 20 | 20 | 20 | 3.076 | 3.076 | 3.076 | 3.076 | 3.076 | 0 | 8.23 | 0 | 0 | 0 | 20 | 20 | 3.076 | 8.23 | 0 | 0 | 0 | 0
2001-08-21 | 16:40 | 20 | 0 | 780.6667 | 0 | 2.6622 | 0 | 20 | 0 | 20 | 20 | 3.076 | 0 | 20 | 19.9997 | 20 | 20 | 20 | 3.076 | 3.076 | 3.076 | 3.076 | 3.076 | 0 | 8.23 | 0 | 0 | 0 | 20 | 20 | 3.076 | 8.23 | 0 | 0 | 0 | 0
2001-08-21 | 16:50 | 20 | 0 | 760.3333 | 0 | 2.6622 | 0 | 20 | 0 | 20 | 20 | 3.076 | 0 | 20 | 19.9997 | 20 | 20 | 20 | 3.076 | 3.076 | 3.076 | 3.076 | 3.076 | 0 | 8.23 | 0 | 0 | 0 | 20 | 20 | 3.076 | 8.23 | 0 | 0 | 0 | 0
2001-08-21 | 17:00 | 20 | 0 | 740 | 0 | 2.6622 | 0 | 20 | 0 | 20 | 20 | 3.076 | 0 | 20 | 19.9997 | 20 | 20 | 20 | 3.076 | 3.076 | 3.076 | 3.076 | 3.076 | 0 | 8.23 | 0 | 0 | 0 | 20 | 20 | 3.076 | 8.23 | 0 | 0 | 0 | 0
2001-08-21 | 17:10 | 20 | 0 | 719.6667 | 0 | 2.6623 | 0 | 20 | 0 | 20 | 20 | 3.076 | 0 | 20 | 19.9997 | 20 | 20 | 20 | 3.076 | 3.076 | 3.076 | 3.076 | 3.076 | 0 | 8.23 | 0 | 0 | 0 | 20 | 20 | 3.076 | 8.23 | 0 | 0 | 0 | 0
2001-08-21 | 17:20 | 20 | 0 | 699.3333 | 0 | 2.6623 | 0 | 20 | 0 | 20 | 20 | 3.076 | 0 | 20 | 19.9997 | 20 | 20 | 20 | 3.076 | 3.076 | 3.076 | 3.076 | 3.076 | 0 | 8.23 | 0 | 0 | 0 | 20 | 20 | 3.076 | 8.23 | 0 | 0 | 0 | 0
2001-08-21 | 17:30 | 20 | 0 | 679 | 0 | 2.6623 | 0 | 20 | 0 | 20 | 20 | 3.076 | 0 | 20 | 19.9997 | 20 | 20 | 20 | 3.076 | 3.076 | 3.076 | 3.076 | 3.076 | 0 | 8.23 | 0 | 0 | 0 | 20 | 20 | 3.076 | 8.23 | 0 | 0 | 0 | 0
2001-08-21 | 17:40 | 20 | 0 | 626.5 | 0 | 2.6623 | 0 | 20 | 0 | 20 | 20 | 3.076 | 0 | 20 | 19.9997 | 20 | 20 | 20 | 3.076 | 3.076 | 3.076 | 3.076 | 3.076 | 0 | 8.23 | 0 | 0 | 0 | 20 | 20 | 3.076 | 8.23 | 0 | 0 | 0 | 0
2001-08-21 | 17:50 | 20 | 0 | 574 | 0 | 2.6623 | 0 | 20 | 0 | 20 | 20 | 3.076 | 0 | 20 | 19.9997 | 20 | 20 | 20 | 3.076 | 3.076 | 3.076 | 3.076 | 3.076 | 0 | 8.23 | 0 | 0 | 0 | 20 | 20 | 3.076 | 8.23 | 0 | 0 | 0 | 0
2001-08-21 | 18:00 | 20 | 0 | 521.5 | 0 | 2.6623 | 0 | 20 | 0 | 20 | 20 | 3.076 | 0 | 20 | 19.9997 | 20 | 20 | 20 | 3.076 | 3.076 | 3.076 | 3.076 | 3.076 | 0 | 8.23 | 0 | 0 | 0 | 20 | 20 | 3.076 | 8.23 | 0 | 0 | 0 | 0
2001-08-21 | 18:10 | 20 | 0 | 469 | 0 | 2.6623 | 0 | 20 | 0 | 20 | 20 | 3.076 | 0 | 20 | 19.9997 | 20 | 20 | 20 | 3.076 | 3.076 | 3.076 | 3.076 | 3.076 | 0 | 8.23 | 0 | 0 | 0 | 20 | 20 | 3.076 | 8.23 | 0 | 0 | 0 | 0
2001-08-21 | 18:20 | 20 | 0 | 416.5 | 0 | 2.6623 | 0 | 20 | 0 | 20 | 20 | 3.076 | 0 | 20 | 19.9997 | 20 | 20 | 20 | 3.076 | 3.076 | 3.076 | 3.076 | 3.076 | 0 | 8.23 | 0 | 0 | 0 | 20 | 20 | 3.076 | 8.23 | 0 | 0 | 0 | 0
2001-08-21 | 18:30 | 20 | 0 | 364 | 0 | 2.6623 | 0 | 20 | 0 | 20 | 20 | 3.076 | 0 | 20 | 19.9997 | 20 | 20 | 20 | 3.076 | 3.076 | 3.076 | 3.076 | 3.076 | 0 | 8.23 | 0 | 0 | 0 | 20 | 20 | 3.076 | 8.23 | 0 | 0 | 0 | 0
2001-08-21 | 18:40 | 20 | 0 | 304.1667 | 0 | 2.6623 | 0 | 20 | 0 | 20 | 20 | 3.076 | 0 | 20 | 19.9997 | 20 | 20 | 20 | 3.076 | 3.076 | 3.076 | 3.076 | 3.076 | 0 | 8.23 | 0 | 0 | 0 | 20 | 20 | 3.076 | 8.23 | 0 | 0 | 0 | 0
2001-08-21 | 18:50 | 20 | 0 | 244.3333 | 0 | 2.6623 | 0 | 20 | 0 | 20 | 20 | 3.076 | 0 | 20 | 19.9997 | 20 | 20 | 20 | 3.076 | 3.076 | 3.076 | 3.076 | 3.076 | 0 | 8.23 | 0 | 0 | 0 | 20 | 20 | 3.076 | 8.23 | 0 | 0 | 0 | 0
2001-08-21 | 19:00 | 20 | 0 | 184.5 | 0 | 2.6623 | 0 | 20 | 0 | 20 | 20 | 3.076 | 0 | 20 | 19.9997 | 20 | 20 | 20 | 3.076 | 3.076 | 3.076 | 3.076 | 3.076 | 0 | 8.23 | 0 | 0 | 0 | 20 | 20 | 3.076 | 8.23 | 0 | 0 | 0 | 0
2001-08-21 | 19:10 | 20 | 0 | 124.6667 | 0 | 2.6623 | 0 | 20 | 0 | 20 | 20 | 3.076 | 0 | 20 | 19.9997 | 20 | 20 | 20 | 3.076 | 3.076 | 3.076 | 3.076 | 3.076 | 0 | 8.23 | 0 | 0 | 0 | 20 | 20 | 3.076 | 8.23 | 0 | 0 | 0 | 0
2001-08-21 | 19:20 | 20 | 0 | 0 | 0 | 2.6623 | 0 | 20 | 0 | 20 | 20 | 3.076 | 0 | 20 | 19.9997 | 20 | 20 | 20 | 3.076 | 3.076 | 3.076 | 3.076 | 3.076 | 0 | 8.23 | 0 | 0 | 0 | 20 | 20 | 3.076 | 8.23 | 0 | 0 | 0 | 0
2001-08-21 | 19:30 | 20 | 0 | 0 | 0 | 2.6623 | 0 | 20 | 0 | 20 | 20 | 3.076 | 0 | 20 | 19.9997 | 20 | 20 | 20 | 3.076 | 3.076 | 3.076 | 3.076 | 3.076 | 0 | 8.23 | 0 | 0 | 0 | 20 | 20 | 3.076 | 8.23 | 0 | 0 | 0 | 0
2001-08-21 | 19:40 | 20 | 0 | 0 | 0 | 2.6623 | 0 | 20 | 0 | 20 | 20 | 3.076 | 0 | 20 | 19.9997 | 20 | 20 | 20 | 3.076 | 3.076 | 3.076 | 3.076 | 3.076 | 0 | 8.23 | 0 | 0 | 0 | 20 | 20 | 3.076 | 8.23 | 0 | 0 | 0 | 0
2001-08-21 | 19:50 | 20 | 0 | 0 | 0 | 2.6623 | 0 | 20 | 0 | 20 | 20 | 3.076 | 0 | 20 | 19.9997 | 20 | 20 | 20 | 3.076 | 3.076 | 3.076 | 3.076 | 3.076 | 0 | 8.23 | 0 | 0 | 0 | 20 | 20 | 3.076 | 8.23 | 0 | 0 | 0 | 0
2001-08-21 | 20:00 | 20 | 0 | 0 | 0 | 2.6623 | 0 | 20 | 0 | 20 | 20 | 3.076 | 0 | 20 | 19.9997 | 20 | 20 | 20 | 3.076 | 3.076 | 3.076 | 3.076 | 3.076 | 0 | 8.23 | 0 | 0 | 0 | 20 | 20 | 3.076 | 8.23 | 0 | 0 | 0 | 0
2001-08-21 | 20:10 | 20 | 0 | 0 | 0 | 2.6623 | 0 | 20 | 0 | 20 | 20 | 3.076 | 0 | 20 | 19.9997 | 20 | 20 | 20 | 3.076 | 3.076 | 3.076 | 3.076 | 3.076 | 0 | 8.23 | 0 | 0 | 0 | 20 | 20 | 3.076 | 8.23 | 0 | 0 | 0 | 0
2001-08-21 | 20:20 | 20 | 0 | 0 | 0 | 2.6623 | 0 | 20 | 0 | 20 | 20 | 3.076 | 0 | 20 | 19.9997 | 20 | 20 | 20 | 3.076 | 3.076 | 3.076 | 3.076 | 3.076 | 0 | 8.23 | 0 | 0 | 0 | 20 | 20 | 3.076 | 8.23 | 0 | 0 | 0 | 0
2001-08-21 | 20:30 | 20 | 0 | 0 | 0 | 2.6623 | 0 | 20 | 0 | 20 | 20 | 3.076 | 0 | 20 | 19.9997 | 20 | 20 | 20 | 3.076 | 3.076 | 3.076 | 3.076 | 3.076 | 0 | 8.23 | 0 | 0 | 0 | 20 | 20 | 3.076 | 8.23 | 0 | 0 | 0 | 0
2001-08-21 | 20:40 | 20 | 0 | 0 | 0 | 2.6623 | 0 | 20 | 0 | 20 | 20 | 3.076 | 0 | 20 | 19.9997 | 20 | 20 | 20 | 3.076 | 3.076 | 3.076 | 3.076 | 3.076 | 0 | 8.23 | 0 | 0 | 0 | 20 | 20 | 3.076 | 8.23 | 0 | 0 | 0 | 0
2001-08-21 | 20:50 | 20 | 0 | 0 | 0 | 2.6623 | 0 | 20 | 0 | 20 | 20 | 3.076 | 0 | 20 | 19.9997 | 20 | 20 | 20 | 3.076 | 3.076 | 3.076 | 3.076 | 3.076 | 0 | 8.23 | 0 | 0 | 0 | 20 | 20 | 3.076 | 8.23 | 0 | 0 | 0 | 0
2001-08-21 | 21:00 | 20 | 0 | 0 | 0 | 2.6623 | 0 | 20 | 0 | 20 | 20 | 3.076 | 0 | 20 | 19.9997 | 20 | 20 | 20 | 3.076 | 3.076 | 3.076 | 3.076 | 3.076 | 0 | 8.23 | 0 | 0 | 0 | 20 | 20 | 3.076 | 8.23 | 0 | 0 | 0 | 0
2001-08-21 | 21:10 | 20 | 0 | 0 | 0 | 2.6623 | 0 | 20 | 0 | 20 | 20 | 3.076 | 0 | 20 | 19.9997 | 20 | 20 | 20 | 3.076 | 3.076 | 3.076 | 3.076 | 3.076 | 0 | 8.23 | 0 | 0 | 0 | 20 | 20 | 3.076 | 8.23 | 0 | 0 | 0 | 0
2001-08-21 | 21:20 | 20 | 0 | 0 | 0 | 2.6623 | 0 | 20 | 0 | 20 | 20 | 3.076 | 0 | 20 | 19.9997 | 20 | 20 | 20 | 3.076 | 3.076 | 3.076 | 3.076 | 3.076 | 0 | 8.23 | 0 | 0 | 0 | 20 | 20 | 3.076 | 8.23 | 0 | 0 | 0 | 0
2001-08-21 | 21:30 | 20 | 0 | 0 | 0 | 2.6623 | 0 | 20 | 0 | 20 | 20 | 3.076 | 0 | 20 | 19.9997 | 20 | 20 | 20 | 3.076 | 3.076 | 3.076 | 3.076 | 3.076 | 0 | 8.23 | 0 | 0 | 0 | 20 | 20 | 3.076 | 8.23 | 0 | 0 | 0 | 0
2001-08-21 | 21:40 | 20 | 0 | 0 | 0 | 2.6623 | 0 | 20 | 0 | 20 | 20 | 3.076 | 0 | 20 | 19.9997 | 20 | 20 | 20 | 3.076 | 3.076 | 3.076 | 3.076 | 3.076 | 0 | 8.23 | 0 | 0 | 0 | 20 | 20 | 3.076 | 8.23 | 0 | 0 | 0 | 0
2001-08-21 | 21:50 | 20 | 0 | 0 | 0 | 2.6623 | 0 | 20 | 0 | 20 | 20 | 3.076 | 0 | 20 | 19.9997 | 20 | 20 | 20 | 3.076 | 3.076 | 3.076 | 3.076 | 3.076 | 0 | 8.23 | 0 | 0 | 0 | 20 | 20 | 3.076 | 8.23 | 0 | 0 | 0 | 0
2001-08-21 | 22:00 | 20 | 0 | 0 | 0 | 2.6623 | 0 | 20 | 0 | 20 | 20 | 3.076 | 0 | 20 | 19.9997 | 20 | 20 | 20 | 3.076 | 3.076 | 3.076 | 3.076 | 3.076 | 0 | 8.23 | 0 | 0 | 0 | 20 | 20 | 3.076 | 8.23 | 0 | 0 | 0 | 0
2001-08-21 | 22:10 | 20 | 0 | 0 | 0 | 2.6623 | 0 | 20 | 0 | 20 | 20 | 3.076 | 0 | 20 | 19.9997 | 20 | 20 | 20 | 3.076 | 3.076 | 3.076 | 3.076 | 3.076 | 0 | 8.23 | 0 | 0 | 0 | 20 | 20 | 3.076 | 8.23 | 0 | 0 | 0 | 0
2001-08-21 | 22:20 | 20 | 0 | 0 | 0 | 2.6623 | 0 | 20 | 0 | 20 | 20 | 3.076 | 0 | 20 | 19.9997 | 20 | 20 | 20 | 3.076 | 3.076 | 3.076 | 3.076 | 3.076 | 0 | 8.23 | 0 | 0 | 0 | 20 | 20 | 3.076 | 8.23 | 0 | 0 | 0 | 0
2001-08-21 | 22:30 | 20 | 0 | 0 | 0 | 2.6623 | 0 | 20 | 0 | 20 | 20 | 3.076 | 0 | 20 | 19.9997 | 20 | 20 | 20 | 3.076 | 3.076 | 3.076 | 3.076 | 3.076 | 0 | 8.23 | 0 | 0 | 0 | 20 | 20 | 3.076 | 8.23 | 0 | 0 | 0 | 0
2001-08-21 | 22:40 | 20 | 0 | 0 | 0 | 2.6623 | 0 | 20 | 0 | 20 | 20 | 3.076 | 0 | 20 | 19.9997 | 20 | 20 | 20 | 3.076 | 3.076 | 3.076 | 3.076 | 3.076 | 0 | 8.23 | 0 | 0 | 0 | 20 | 20 | 3.076 | 8.23 | 0 | 0 | 0 | 0
2001-08-21 | 22:50 | 20 | 0 | 0 | 0 | 2.6623 | 0 | 20 | 0 | 20 | 20 | 3.076 | 0 | 20 | 19.9997 | 20 | 20 | 20 | 3.076 | 3.076 | 3.076 | 3.076 | 3.076 | 0 | 8.23 | 0 | 0 | 0 | 20 | 20 | 3.076 | 8.23 | 0 | 0 | 0 | 0
2001-08-21 | 23:00 | 20 | 0 | 0 | 0 | 2.6623 | 0 | 20 | 0 | 20 | 20 | 3.076 | 0 | 20 | 19.9997 | 20 | 20 | 20 | 3.076 | 3.076 | 3.076 | 3.076 | 3.076 | 0 | 8.23 | 0 | 0 | 0 | 20 | 20 | 3.076 | 8.23 | 0 | 0 | 0 | 0
2001-08-21 | 23:10 | 20 | 0 | 0 | 0 | 2.6623 | 0 | 20 | 0 | 20 | 20 | 3.076 | 0 | 20 | 19.9997 | 20 | 20 | 20 | 3.076 | 3.076 | 3.076 | 3.076 | 3.076 | 0 | 8.23 | 0 | 0 | 0 | 20 | 20 | 3.076 | 8.23 | 0 | 0 | 0 | 0
2001-08-21 | 23:20 | 20 | 0 | 0 | 0 | 2.6623 | 0 | 20 | 0 | 20 | 20 | 3.076 | 0 | 20 | 19.9997 | 20 | 20 | 20 | 3.076 | 3.076 | 3.076 | 3.076 | 3.076 | 0 | 8.23 | 0 | 0 | 0 | 20 | 20 | 3.076 | 8.23 | 0 | 0 | 0 | 0
2001-08-21 | 23:30 | 20 | 0 | 0 | 0 | 2.6623 | 0 | 20 | 0 | 20 | 20 | 3.076 | 0 | 20 | 19.9997 | 20 | 20 | 20 | 3.076 | 3.076 | 3.076 | 3.076 | 3.076 | 0 | 8.23 | 0 | 0 | 0 | 20 | 20 | 3.076 | 8.23 | 0 | 0 | 0 | 0
2001-08-21 | 23:40 | 20 | 0 | 0 | 0 | 2.6623 | 0 | 20 | 0 | 20 | 20 | 3.076 | 0 | 20 | 19.9997 | 20 | 20 | 20 | 3.076 | 3.076 | 3.076 | 3.076 | 3.076 | 0 | 8.23 | 0 | 0 | 0 | 20 | 20 | 3.076 | 8.23 | 0 | 0 | 0 | 0
2001-08-21 | 23:50 | 20 | 0 | 0 | 0 | 2.6623 | 0 | 20 | 0 | 20 | 20 | 3.076 | 0 | 20 | 19.9997 | 20 | 20 | 20 | 3.076 | 3.076 | 3.076 | 3.076 | 3.076 | 0 | 8.23 | 0 | 0 | 0 | 20 | 20 | 3.076 | 8.23 | 0 | 0 | 0 | 0
2001-08-21 | 24:00 | 20 | 0 | 0 | 0 | 2.6623 | 0 | 20 | 0 | 20 | 20 | 3.076 | 0 | 20 | 19.9997 | 20 | 20 | 20 | 3.076 | 3.076 | 3.076 | 3.076 | 3.076 | 0 | 8.23 | 0 | 0 | 0 | 20 | 20 | 3.076 | 8.23 | 0 | 0 | 0 | 0
[28 empty] | Average when Sun shinning |  |  | 3.076

## ASHRAE Data-Setback-East
ASHRAE Analytical Test WinReveal
4 m2 East Facing Window
Window setback 0.3 m from wall
Data taken from D:\ASHRAE 1052RP OUTPUTS
Date | Time | 1052RP SunlitArea_Reveal | 1052RP Load | 1052RP LoadShade_Reveal
2001-08-21 | 0:10
2001-08-21 | 0:20
2001-08-21 | 0:30
2001-08-21 | 0:40
2001-08-21 | 0:50
2001-08-21 | 1:00
2001-08-21 | 1:10
2001-08-21 | 1:20
2001-08-21 | 1:30
2001-08-21 | 1:40
2001-08-21 | 1:50
2001-08-21 | 2:00
2001-08-21 | 2:10
2001-08-21 | 2:20
2001-08-21 | 2:30
2001-08-21 | 2:40
2001-08-21 | 2:50
2001-08-21 | 3:00
2001-08-21 | 3:10
2001-08-21 | 3:20
2001-08-21 | 3:30
2001-08-21 | 3:40
2001-08-21 | 3:50
2001-08-21 | 4:00
2001-08-21 | 4:10
2001-08-21 | 4:20
2001-08-21 | 4:30
2001-08-21 | 4:40
2001-08-21 | 4:50
2001-08-21 | 5:00
2001-08-21 | 5:10
2001-08-21 | 5:20
2001-08-21 | 5:30
2001-08-21 | 5:40
2001-08-21 | 5:50
2001-08-21 | 6:00
2001-08-21 | 6:10 | 3.8366 | 0.0349 | 0.0334
2001-08-21 | 6:20 | 3.8334 | 79.2183 | 75.9197
2001-08-21 | 6:30 | 3.828 | 410.6597 | 393.0045
2001-08-21 | 6:40 | 3.8213 | 796.2592 | 760.6816
2001-08-21 | 6:50 | 3.8153 | 1136.8873 | 1084.3897
2001-08-21 | 7:00 | 3.8079 | 1416.9673 | 1348.9019
2001-08-21 | 7:10 | 3.7989 | 1652.5137 | 1569.4276
2001-08-21 | 7:20 | 3.7915 | 1831.1863 | 1735.7355
2001-08-21 | 7:30 | 3.7813 | 1978.6291 | 1870.4577
2001-08-21 | 7:40 | 3.7714 | 2092.7666 | 1973.1612
2001-08-21 | 7:50 | 3.7618 | 2175.3292 | 2045.7685
2001-08-21 | 8:00 | 3.7382 | 2238.4844 | 2091.966
2001-08-21 | 8:10 | 3.698 | 2280.8437 | 2108.6495
2001-08-21 | 8:20 | 3.6569 | 2304.9644 | 2107.2497
2001-08-21 | 8:30 | 3.615 | 2312.2443 | 2089.6724
2001-08-21 | 8:40 | 3.5704 | 2305.5953 | 2057.9523
2001-08-21 | 8:50 | 3.5242 | 2285.4495 | 2013.5678
2001-08-21 | 9:00 | 3.4755 | 2252.842 | 1957.4243
2001-08-21 | 9:10 | 3.4242 | 2208.3699 | 1890.4496
2001-08-21 | 9:20 | 3.3697 | 2153.3791 | 1814.0608
2001-08-21 | 9:30 | 3.3123 | 2088.6924 | 1729.607
2001-08-21 | 9:40 | 3.2503 | 2013.7817 | 1636.3507
2001-08-21 | 9:50 | 3.1829 | 1928.9455 | 1534.9132
2001-08-21 | 10:00 | 3.1116 | 1837.909 | 1429.6894
2001-08-21 | 10:10 | 3.0292 | 1732.9309 | 1312.3475
2001-08-21 | 10:20 | 2.9434 | 1626.6524 | 1196.9836
2001-08-21 | 10:30 | 2.8432 | 1506.8916 | 1071.1147
2001-08-21 | 10:40 | 2.7299 | 1379.9728 | 941.7998
2001-08-21 | 10:50 | 2.6012 | 1246.3795 | 810.5259
2001-08-21 | 11:00 | 2.457 | 1111.7588 | 682.8915
2001-08-21 | 11:10 | 2.2792 | 964.8347 | 549.7544
2001-08-21 | 11:20 | 2.0733 | 819.9351 | 424.9831
2001-08-21 | 11:30 | 1.8203 | 672.9935 | 306.2556
2001-08-21 | 11:40 | 1.5019 | 527.21 | 197.9585
2001-08-21 | 11:50 | 1.0991 | 389.6179 | 107.0586
2001-08-21 | 12:00 | 0.5735 | 263.9376 | 37.8392
2001-08-21 | 12:10 | 0 | 154.481 | 0
2001-08-21 | 12:20 | 0 | 70.4001 | 0
2001-08-21 | 12:30 | 0 | 17.2636 | 0
2001-08-21 | 12:40 | 0 | 0.0248 | 0
2001-08-21 | 12:50 | 0 | 0 | 0
2001-08-21 | 13:00 | 0 | 0 | 0
2001-08-21 | 13:10 | 0 | 0 | 0
2001-08-21 | 13:20 | 0 | 0 | 0
2001-08-21 | 13:30 | 0 | 0 | 0
2001-08-21 | 13:40 | 0 | 0 | 0
2001-08-21 | 13:50 | 0 | 0 | 0
2001-08-21 | 14:00 | 0 | 0 | 0
2001-08-21 | 14:10 | 0 | 0 | 0
2001-08-21 | 14:20 | 0 | 0 | 0
2001-08-21 | 14:30 | 0 | 0 | 0
2001-08-21 | 14:40 | 0 | 0 | 0
2001-08-21 | 14:50 | 0 | 0 | 0
2001-08-21 | 15:00 | 0 | 0 | 0
2001-08-21 | 15:10 | 0 | 0 | 0
2001-08-21 | 15:20 | 0 | 0 | 0
2001-08-21 | 15:30 | 0 | 0 | 0
2001-08-21 | 15:40 | 0 | 0 | 0
2001-08-21 | 15:50 | 0 | 0 | 0
2001-08-21 | 16:00 | 0 | 0 | 0
2001-08-21 | 16:10 | 0 | 0 | 0
2001-08-21 | 16:20 | 0 | 0 | 0
2001-08-21 | 16:30 | 0 | 0 | 0
2001-08-21 | 16:40 | 0 | 0 | 0
2001-08-21 | 16:50 | 0 | 0 | 0
2001-08-21 | 17:00 | 0 | 0 | 0
2001-08-21 | 17:10 | 0 | 0 | 0
2001-08-21 | 17:20 | 0 | 0 | 0
2001-08-21 | 17:30 | 0 | 0 | 0
2001-08-21 | 17:40 | 0 | 0 | 0
2001-08-21 | 17:50 | 0 | 0 | 0
2001-08-21 | 18:00 | 0 | 0 | 0
2001-08-21 | 18:10 | 0 | 0 | 0
2001-08-21 | 18:20 | 0 | 0 | 0
2001-08-21 | 18:30 | 0 | 0 | 0
2001-08-21 | 18:40 | 0 | 0 | 0
2001-08-21 | 18:50 | 0 | 0 | 0
2001-08-21 | 19:00 | 0 | 0 | 0
2001-08-21 | 19:10 | 0 | 0 | 0